## MSRP 2025
Corning Catalog Number | Description | Unit of Measure | Minimum order quantity | List Price
1LAN-020202G512006 | 2F ULT ZIP R LCUPC/LCUPC 6F | PCE | 1 | 28.06
1LAN-SDAN-IW4P | 4 port POE in wall ONT with Power Base | PCE | 1 | 493.92
1LAN-025801R213106 | 1F SM 2.0 R LCUPC/SCUPC 6F | PCE | 1 | 28.22
1LAN-020201R213106 | 1F SM 2.0mm LCUPC/LCUPC 6F | PCE | 1 | 15.76
HR1818K2C02U820330F-PK | 2F PULT LCADUP/LCADUP 330F | PCE | 1 | 769.2
HR1818K2C02U820250F-PK | 2F PULT LCADUP/LCADUP 250F | PCE | 1 | 676.28
HR1818K2C02U820410F-PK | 2F PULT LCADUP/LCADUP 410F | PCE | 1 | 862.12
HR1818K2C02U820180F-PK | 2F PULT LCADUP/LCADUP 180F | PCE | 1 | 594.98
1LAN-QSFP-40LR4 | 40G QSFP+ TRX CWDM 4X10G 10KM | PCE | 1 | 1562.4
1LAN-SFPP-10SR | 10GBASE-SR SFP+ 850nm 300m DOM Xver Mod | PCE | 1 | 94.5
1LAN-SFPP-10LR | 10GBASE-LR SFP+ 1310nm 10km DOM Xver Mod | PCE | 1 | 138.6
CIP-VC-56T24 | Drop down voltage converter 56V to 24V | PCE | 1 | 134.58
022201G3816006F | 1F ULT SFC P 1.6 LCUPC/LCAPC 6F | PCE | 1 | 16.22
1LAN-QSFP-40SR4 | 40G QSFP, parallel MMF, 850NM, 300M | PCE | 1 | 239.4
HR0018G2C02U820500F-PK | 2F PZBL LCADUP/XXX 500F | PCE | 1 | 1481.24
022201G3816003F | 1F ULT SFC P 1.6 LCUPC/LCAPC 3F | PCE | 1 | 15.72
CLR-WO-02-SCASH-NL | Shtrd SCA Adapter, 2 machine screws, WH | PCE | 60 | 24
CTXCMA00-6C-SP6102 | CENTRIX CASSETTE W/SPLTR, SCAPC, 6-1X2 | PCE | 1 | 2732.04
1LAN-FMC-10G | 10G Fibre Media Converter SFP+ to RJ45 | PCE | 1 | 718.2
CCFRE4A0-A9-C7001B | EMF RH STUB 144F LCUPC 100M RIB RIS | PCE | 1 | 12361.52
000496GA80KC010F | 96F ULTRA MIC P LCUDUP/XXXX 10F | PCE | 101 | 1242.6
WMB4CC6CP6CP1132 | C 1X32 SPLTR MOD LS, SCAPC, PREM | PCE | 1 | 1838.72
CCFL7230-A9-C7001C | EMF LH STUB 72F LC DUP SM 30M RIS RIB | PCE | 1 | 5669.72
E62-A2-4-AC | AUC, 4 Bands, 360-3800MHz, AC | PCE | 1 | 7260
E62-A2-4-DC | AUC, 4 Bands, 360-3800MHz, DC | PCE | 1 | 7260
E62-AU-AC-M700L | AUM,4W Comb 700MHz L,698-716/728-746 | PCE | 1 | 450
E62-AU-AC-M700U | AUM,4W Comb 700MHz U,776-787/746-757 | PCE | 1 | 450
E62-AU-AC-M700S | AUM,4W Comb 700MHz FN,788-798/758-768 | PCE | 1 | 450
E62-AU-AC-M700LUPS | AUM,4W Comb 700MHz LUFN combined | PCE | 1 | 675
E62-AU-AC-M850E | AUM, 4W Comb 850MHz,814-849/859-894 | PCE | 1 | 450
E62-AU-AC-M1900 | AUM,4W Comb 1900MHz,1850-1915/1930-1995 | PCE | 1 | 450
E62-AU-AC-M2100A | AUM, 4W Comb 2100MHz,1710-1780/2110-2200 | PCE | 1 | 450
E62-AU-AC-M2300 | AUM, 4W Comb 2300MHz,2305-2315/2350-2360 | PCE | 1 | 450
E62-AU-AC-M2500T | AUM, 4W Comb 2500MHz TDD (2496-2690) | PCE | 1 | 450
ANT-SISO-OMULP-1P-B | Ult Low profile OMNI-SISO Ant, 4.3-10 | PCE | 1 | 140
1LAN-SDDP-48POE | 48 Port Gigabit Switch, (48) POE, (4) 10 | PCE | 1 | 5189.18
CTX-KIT-8U-23 | KIT, 23" 8RU RACK MOUNTING | PCE | 1 | 477.36
M67-111 | SPL TRAY, .4 RED, 24 HSF or 4 HSMF | PCE | 1 | 54.36
LPT122F12A9-BFM22Q | LPT 12 port LC/UPC stubbed w/ 2F’ RPX Op | PCE | 1 | 904.1
1LAN-DCCS-A9 | LC/UPC Keystone Adapter | PCE | 1 | 9.74
SWT4-2-0402J-SF10W-S | SWT4, 2F,LCU duplex,LCU Pigtail,CC LBL,F | PCE | 1 | 56.5
1LAN-SFPP-10G-OLT | XGSPON 10G SFP+ SD-OLT (Pluggable OLT) | PCE | 1 | 4213.44
040408G88KKD003F | 8F ULT MIC P LCUDUP/LCUDUP 3F | PCE | 1 | 303.18
1LAN-SDAN-8011 | SW DEF (ONT), 1GE, POE+, hardened, micro | PCE | 1 | 570.5
HR1818L2C02U820010F-NK | 2F PDAS LCADUP/LCADUP 10F | PCE | 1 | 283.48
HR1818L4C04U820010F-NK | 4F PULT LCADUP/LCADUP 10F | PCE | 1 | 414.34
HR1818K2C02U820010F-NK | 2F PDAS LCADUP/LCADUP 10F | PCE | 1 | 286.44
1LAN-D600-ENC-3 | Outdoor enclosure for micro SDAN family | PCE | 1 | 290.72
1LAN-D600-ENC-8 | Outdoor enclosure for 4/8 GE port Family | PCE | 1 | 396.22
HR0004H4C04U820300F-PK | 4F PDAS LCUDUP/XXXXX 300F | PCE | 1 | 1065.84
PC2MBAFF2LRAA2EA2PADQ | ODF,CTX 7’,900Wx300D,DR,LNG, JML,CMR | PCE | 1 | 6912
000412GC725006F | 12F ULT RIB R LCUDUP/XXXX 6F | PCE | 1 | 212.62
FDP12P12-A9-FRH000 | FDC pigtail panel, 12F, LCU, 15m, MIC,SM | PCE | 1 | 664.14
HR0018G6C06U820625F-PK | 6F PDAS LCADUP/XXXXX 625F | PCE | 1 | 2405.46
FTH-602-M1100 | HSG, FTH-602, 1 LCDUP, GP, HEX, STD | PCE | 10 | 57.66
ANT-MIMO-OMLP-2P | Low profile OMNI-MIMO Ant, 2x 4.3-10 | PCE | 1 | 230
ANT-SISO-OMLP-1P | Low profile OMNI-SISO Ant, 4.3-10.0 | PCE | 1 | 140
SFP-10G-10K-BIDI-1270 | SFP-10G-10K-BIDI-1270 | PCE | 1 | 200
SFP-10G-10K-BIDI-1330 | SFP-10G-10K-BIDI-1330 | PCE | 1 | 200
XSB1DDA91A912018 | USM 1.6MM BOF, 1M, 2-1X8 SPLITTER, LCAPC | PCE | 1 | 985.84
006101G4131001M | 1F ULT 900UM R STUPC/XXXX 1M | PCE | 1 | 3.72
CIP-19SHELF-1.5U | 19" rack mount shelf w/ 1.5U blank plate | PCE | 1 | 210
CIP-AGG-2 | 2 Class-2 inputs Aggregator | PCE | 1 | 132.3
CIP-CBLMGMT | 0.5RU cable management kit | PCE | 1 | 212.84
CIP-DUALBKT | Wall mount bracket for dual stacked conf | PCE | 1 | 105
DLRU-COMB | dLRU combiner: low, mid, +CBRS/C bands | PCE | 1 | 2000
SFP-10G-1.4K | SFP 10.1Gb/s ,1.4Km, dual fiber | PCE | 1 | 80
BR-DLRU | dLRU bracket: wall/celling mount install | PCE | 1 | 80
CIP-19SHELF-2U | 19" rack mount shelf w/ 2U blank pts | PCE | 1 | 210
E62-M2RU-PSU48S | AC Power Supply for M2RU, 110-240v | PCE | 1 | 1672.3
1LAN-SDOLT-G81 | GPON 8 P OLT, 2 uplink, 1RU, Dual AC PS | PCE | 1 | 15267
FDC-CP8P-12-E6 | FDC PNL, 7.5", 12-F SC SX+ | PCE | 1 | 126.8
HR0066H4C04U820585F-PK | 4F PDAS SCADUP/XXXX 585F | PCE | 1 | 1756.62
E62-H2-AC-7F-85 | E62-H2 700 L&U FN 800/850 20W 10K AC | PCE | 1 | 18240
E62-H2-AC-17-19 | E62-H2, AWS, PCS, 20W, 10km BiDi SFP, AC | PCE | 1 | 17720
E62-SFP+1.4-SS-2 | 1.4km SFP+ Simplex (dual fibers) | PCE | 1 | 170
E62-N2-7F85-2-1719-I | N2, 700,FN,850,2x(AWS,PCS),Int,1.4,SFP | PCE | 1 | 4720
HR0404H2C02U820025F-PK | 2F PDAS LCUDUP/LCUDUP 25F | PCE | 1 | 426.22
HR0404H4C04U820440F-PK | 4F PDAS LCUDUP/LCUDUP 440F | PCE | 1 | 1497
1LAN-SDDP-24POE-PS | 600W AC PSU for 24PoE switch, no pwr crd | PCE | 1 | 1071
E62-M2-2525-3737 | M2, 2X2 TDD2500, 10KSFP | PCE | 1 | 17700
E62-N2-7F8517192537-I | N2,700,FN,850E,AWS,PCS,25,37,Int,1.4SFP | PCE | 1 | 4720
DLRU-G2-678 | DLRU, Gen2, 600/700ULFN/850, 2T2R | PCE | 1 | 6000
DLRU-G2-17192325 | DLRU, Gen2, AWS/PCS/WCS/25, 2T2R | PCE | 1 | 8000
DLRU-G2-25 | DLRU, Gen2, 25/194MHZ, 2T2R | PCE | 1 | 8000
DLRU-G2-35 | DLRU, Gen2, CB, 2T2R | PCE | 1 | 12500
DMRU-G2-25 | DMRU, Gen2, 25/194MHZ, 2T2R, AC | PCE | 1 | 13750
DMRU-G2-35 | DMRU, Gen2, CB, 2T2R, wo SFP, AC | PCE | 1 | 17200
SFP-25G-214-10K | SFP, 25G, TX 1270/RX 1330, 10 km | PCE | 1 | 760
SFP-25G-215-10K | SFP, 25G, TX 1330/RX 1270, 10 km | PCE | 1 | 760
RIU-G2-25 | RIU, Gen2,25,8pt,2x4T4R/4x2T2R,10-37dbm | PCE | 1 | 8000
RIU-G2-35 | RIU, Gen2,CB,8pt,2x4T4R/4x2T2R,10-37dbm | PCE | 1 | 8000
DCU-G2 | DCU, Gen2, 2x8T8R/4,4T4R/8, 8pt, 16ch | PCE | 1 | 30700
DEU-G2 | DEU, Gen2, 28pt, 4pt DEU+24 pt RUs | PCE | 1 | 18250
E62-AU-AC-M3700T | AUM, 4W Comb 3550MHz CBRS, 3600-3800 | PCE | 1 | 550
E62-N2-2-1719-4-25-I | N2, 2X(AWS,PCS), 4XTDD 2500, IA,1.4,SFP | PCE | 1 | 4720
E62-AU-AC-M3550T | AUM, 4W Comb 3550MHz TDD (3450-3650) | PCE | 1 | 550
E62-SFP+10-DS-2 | 10km SFP+ Duplex (dual fibers), SM | PCE | 1 | 430
HR0004HMC12U820150F-PK | 12F ULT PDAS LCUDUP/XXXX 150F | PCE | 1 | 1179.8
CLR-HALLM-750-8F | ASSY, 8 FIBER, MICRO-MODULE, Dia 1.8mm | PCE | 1 | 451.02
E62-N2-67L7U8517192537-I | N2,700,FN,850,AWS,PCS,25,37,IA,10KM,SFP | PCE | 1 | 4720
E62-A3-AC-N77-1 | AUM, 4 Way Active Combiner n77 3700-3980 | PCE | 1 | 800
E62-A3-AC-N78-1 | AUM, 4 Way Active Combiner n78 3450-3800 | PCE | 1 | 800
E62-H2-AC-25-25 | E62-H2, 2500 TDD, 10km BiDi SFP, AC | PCE | 1 | 17721.64
E62-AU-AC-M3600T | AUM, 2W Comb 3600MHz CBRS, 3550-3700 | PCE | 1 | 450
E62-AU/RU-NC | Blanking Card to suit AU | PCE | 1 | 125
E62-E2-O-14-AC | EU, 14 x Optical Outputs,AC | PCE | 1 | 11000
E62-E2-O-14-DC | EU, 14 x Optical Outputs,DC | PCE | 1 | 11000
1LAN-FMC-DINBRACKET | Din Rail Accessory Bracket for FMC | PCE | 1 | 18.9
HR1818KMC12U820020F-PK | 12F PULT LCADUP/LCADUP 20F | PCE | 1 | 1079.66
1LAN-SDAN-PWRBAT40-MNT | Mounting bracket for 1LAN-SDAN-PWRBAT40 | PCE | 1 | 55.56
040402G51F0001M | 2F ULT ZIP R 2.0 LCUDUP/LCUDUP 1M-2PK | PK | 1 | 55
040402G51F0002M | 2F ULT ZIP R 2.0 LCUDUP/LCUDUP 2M-2PK | PK | 1 | 56.04
040402G51F0003M | 2F ULT ZIP R 2.0 LCUDUP/LCUDUP 3M-2PK | PK | 1 | 57.12
040402G51F0005M | 2F ULT ZIP R 2.0 LCUDUP/LCUDUP 5M-2PK | PK | 1 | 59.2
CML12M12-E4-1QH000 | LF MOD STD 12F LCDUP OM4 1M MIC PGTL | PCE | 1 | 685.86
050502T51F0001M | 2F OM3 ZIP R 2.0 LCDUP/LCDUP 1M-2PK | PK | 1 | 58.04
050502T51F0005M | 2F OM3 ZIP R 2.0 LCDUP/LCDUP 5M-2PK | PK | 1 | 72.92
050502Q51F0001M | 2F OM4 ZIP R 2.0 LCDUP/LCDUP 1M-2PK | PK | 1 | 59.24
050502Q51F0003M | 2F OM4 ZIP R 2.0 LCDUP/LCDUP 3M-2PK | PK | 1 | 69.08
050502Q51F0005M | 2F OM4 ZIP R 2.0 LCDUP/LCDUP 5M-2PK | PK | 1 | 78.96
E62-M2-1717-1919 | M2, 2x2(AWS, PCS),10kSFP | PCE | 1 | 17700
E62-N2-7F851719-I | N2,700,FN,850,AWS,PCS,Int, 1.4SFP | PCE | 1 | 4350
E62-N2-7F8517192325-I | N2,700,FN,850E,AWS,PCS,WCS,25,Int,1.4SFP | PCE | 1 | 4720
E62-N2-7F8517192525-I | N2, 700,FN,850,AWS,PCS,2X 25,Int,1.4SFP | PCE | 1 | 4720
E62-N2-7U85-2-171925-I | N2, 700U,850, 2x(AWS,PCS,25),Int,1.4,SFP | PCE | 1 | 4720
E62-FAN-1U-AC | AC Fan Unit AU,1U,AC | PCE | 1 | 280
E62-FAN-1U-DC | AC Fan Unit AU,1U,AC | PCE | 1 | 280
HR0404HMC12U820020F-PK | 12F ULT P LCUDUP/LCUDUP 20F | PCE | 1 | 944.98
HR0404HMC12U820030F-PK | 12F ULT P LCUDUP/LCUDUP 30F | PCE | 1 | 986.32
1LAN-D600-FMC-KIT | Mount kit: FMC-10G into ENC-3 enclosure | PCE | 1 | 46
HR0004K6C06U820150F-PK | 6F PDAS LCUDUP/XXXX 150F | PCE | 1 | 651.6
WMR4CC6CA6C11014 | LS Splitter 1x4, Standard T2 SC/APC | PCE | 1 | 800
WMR4CC6CA6C11018 | LS Splitter 1x8, Standard SC/APC | PCE | 1 | 840
WMR4CC6CA6C11116 | LS Splitter 1x16, Standard, T2 SC/APC | PCE | 1 | 860
CX2E4M24-A9-892RRR | CX2U MTP PGTL HSG 24F LCUPC OM4 W/2 MPO | PCE | 1 | 8716.36
020201G3816003F | 1F ULT SFC P 1.6 LCUPC/LCUPC 3F | PCE | 1 | 14.02
020201G3816006F | 1F ULT SFC P 1.6 LCUPC/LCUPC 6F | PCE | 1 | 14.5
1LAN-SDDP-24POE | 24 Port Gig Swtch, (8) UPOE, (16) POE | PCE | 1 | 3672.36
80611148695 | 710-UTK25A Splicing Rig Kit Standard | PCE | 1 | 3343.82
80611486889 | CLR-TOOL-KIT CL TRAC INST TLS & TEST KIT | PCE | 1 | 244.62
80611488398 | CLR-DRP-PUSH-100 CLR DROP CBL TUBE 100PK | CS | 1 | 332.7
80611497878 | NID-FO-1724-AT FIBER SC ADPT TRAY | PCE | 18 | 69.04
80610416192 | 4000-DT TR SUPER MINI TEST MODULE DRY | PCE | 120 | 5.72
80611479017 | PLC-132-99-22-15-S-0 SM PLC FO SPLITT | PCE | 1 | 714.62
80611622822 | Hallway POE, CLR-SMALL-POE-250UM-SCA-WH | PCE | 30 | 18.6
80611048127 | 710-SC1-25 Str Splice Conn 26-24 | PCE | 384 | 9.28
80611048317 | 710-TC1-25 Str/Half-Tap Splice Con 26-24 | PCE | 384 | 9.26
80610023758 | 4047 PAIR TEST PLUG | PCE | 10 | 86.06
80610416218 | 4005-DPM/TR SUPRMATE BRDG SPLCNG MODLDRY | PCE | 120 | 7.02
80610616601 | 4039 MS2 MARKING PEN | PCE | 144 | 4.14
80610863070 | 4000-D/TR/24 SUPERMINI SPLC MDL DRYTRNSP | PCE | 120 | 5.42
80610863542 | 4075-S SUPER MINI SEALANT BOX | PCE | 120 | 6.9
80611013105 | MS2-4000-G/TR SUPR MINI SPLICING MOD GEL | PCE | 120 | 14.64
80611150238 | 4005-GBM/TR SUPER MATE BRIDGE MODULE GEL | PCE | 120 | 9.76
78805496953 | SPARE-RIGS/WGK WIRE GUIDE KIT | PCE | 1 | 75.82
80610031744 | 4055 IMPACT INSERTION TOOL | PCE | 10 | 126.28
80610156848 | 4005-DPM/FR SUPER MATE PLUGGABLE | PCE | 120 | 8.32
80610415350 | 4270-A HAND PRESSER | PCE | 1 | 831.86
80611314065 | E-9J CRIMPING TOOL | PCE | 10 | 87.78
80611382138 | CLR-WO-02-SCA-WH-NL | PCE | 60 | 23.88
80611382146 | POE w/ Slide Cover, ILU-SM-POE-WC-IV | PCE | 30 | 10.78
XF500002571 | PLC SM SPLITTER 1x32 250 UM BARE FIBER | PCE | 1 | 133
80611486871 | CLR-TEST-STRIPS CL TRK SUR COMP T STRIPS | PCE | 1 | 166.34
80611498058 | CLR-FBR-1KM-01-000 CL FBR 1KM 900UM 1FBR | PCE | 1 | 688.28
80611621337 | CLR-BELT-CLIP-32BELTCLIPSPLHLDR 3"ID2 | PCE | 1 | 34.26
80610845507 | 4036-25 MS2 HAND CRIMPER | PCE | 1 | 3482.46
80611141294 | E-9BM CRIMP TOOL | PCE | 6 | 125.88
80611623051 | CLR-HALLM-750-12F-000-000-W | RO | 1 | 1496.26
80611311707 | 4021-M2/36/NXG SPL RIG W/4036-25 HC 2 SH | PCE | 1 | 10733.5
LPT0892086C-B4002Q | LPT, 8 PORT, 200F SCAPC SST FLAT DROP | PCE | 1 | 607.06
HDF-H33-243C | HDF, 3 SHELVES, 72 SC ADPT-3C | PCE | 1 | 2212.16
HR0066H4C04U820100F-PK | 4F PDAS SCADUP/XXXXX 100F | PCE | 1 | 612.38
80611498157 | 4220SVE-QCS/A CABINET EMPTY ALMOND | PCE | 1 | 5288.38
80611048374 | 710-TMK10-A Tool Mounting Kit | PCE | 1 | 4769.5
80611048473 | 710-TPK10 Tripod Kit | PCE | 1 | 1532.24
80611304413 | 4005-GBM/TR/NB SUPER MATE BRIDGE MOD NO | PCE | 120 | 10.42
80611330889 | 2527 TRAY 1X32PLCSPLITTER,SM DISCRETE 25 | PCE | 1 | 648.76
80610412308 | 4005DPM/36PTJ PRETERMINATED JU | PCE | 12 | 63.26
80610412316 | 4005-DPM/72PTJ PRETERMINATED J | PCE | 12 | 70.02
80611048176 | U710 25 PR CONNECTOR STR/FILL | PCE | 384 | 9.46
80611048218 | U710 25 PR CONN HALF-TAP/DRY/ | PCE | 384 | 7.22
80611048366 | U710 25 PR CONNECTOR STR/HALF | PCE | 384 | 9.34
80611130800 | U710-HT05A U710 5PR | PCE | 1 | 586.62
80611147044 | 710-AP105-25-S Steel Blade | PCE | 5 | 304.8
80611148687 | UT25A -710-25 Splicing Tool | PCE | 1 | 2874.26
80611156094 | 710-GHK Group Holder Kit | PCE | 10 | 112.42
80611036304 | U710-AP120 U710 TES | PCE | 1 | 30.1
80611036692 | U710-UMK25A U710 25 | PCE | 1 | 396.4
80611047657 | U710 25 PR CONN BRIDGE/FILL/ | PCE | 384 | 8.94
80611047723 | U710 25 PR CONN BRIDGE/DRY/SOL | PCE | 384 | 7.34
80611334022 | 2810F76-REHAB100-HCO/48-GBM | PCE | 6 | 612.66
80611334212 | 2810FSS-REHAB50-HCO/48-GBM SELFSTRIP REH | PCE | 12 | 267.3
80611337934 | 2810FRL-REHAB50-HCO/87-GBM RLS50 REHAB | PCE | 2 | 357.08
80611383607 | 4295E-QCSHC/1800-1800/20T-A POLE MT CAB | PCE | 1 | 10363.94
78806187957 | 4041-RS REAR SPRING HOLDER | PCE | 1 | 98.14
80611311756 | 4049-NXG MS2 SPLICING LITE RIG W/4036 | PCE | 1 | 5490.2
80611396906 | 4220VB-QCSHC/300-200/20GBM-A STAKE MTCAB | PCE | 1 | 2822.92
80610772388 | 4045-K/36 MS2 UNIVERSAL SPLICING RIG | PCE | 1 | 6617.18
80610844153 | 4049-R MS2 SPLICING LITE RIG W/4036-2 | PCE | 1 | 5008.68
80610931448 | 4220G/3600-0000/A CABINET | PCE | 1 | 6608.26
80611380348 | 2810LT-BLGR1-1800 QCS TAG LABELS, BL GRN | PCE | 5 | 53.94
80611488729 | CLR-WPT-01-SCASH-WH-VLGO NLVNG WALLPLATE | PCE | 60 | 32.58
80610847610 | 4049-NC LITE RIG W/OUT CRIMPER | PCE | 1 | 2290.78
80611339120 | 4588V-QCSHC/100-100/SD-A INDOOR BET | PCE | 1 | 2123.66
80611482870 | QCS6-HC/600-600/48GBM-F FRAME | PCE | 1 | 1806
80611481229 | 4256UMR-1-A SINGL PORT UNIV MTG RING-A | PCE | 1 | 479.14
80611498231 | 4220SVESK-A KIT SKIRT | PCE | 1 | 346.56
UY-BOX | UY BOX, 26-22 AWG Butt Conn, Gel | PCE | 1000 | 20
PLS-1A08-1T000 | 1X8 PLC SPLITTER 250UM | PCE | 1 | 96.7
ED1S31C41D31C4L00P | LCPE 144F, 100FT ALTOS-RIB DIST, LCAPC | PCE | 1 | 5725.58
SCRN-340-13142566-EQ | SCRN-340-13142566-EQ | PCE | 1 | 6612.5
000412RC725002M | 12F SM LTRR LCUDUP/XXX 2M | PCE | 1 | 283.02
PF2ZAAHK1RLNNNAN0PADQ | FA Frame, JM RH, CM LH, w/panel, no door | PCE | 1 | 6458.94
1LAN-SDAN-PWRSUP160 | 150W Power Supply, SDAN | PCE | 1 | 248.24
1LAN-SDAN-7691 | SW DEF (ONT), XGS PON, AE, 4GE, No Trans | PCE | 1 | 1217.68
1LAN-SFPP-10G-LTF7225 | 10G SFP LTF225 SFP+ XGS-PON SDAN TRANS | PCE | 1 | 275.18
004401G4131001M | 1F 900UM ULTRA SCAPC/XXXX 1M | PCE | 1 | 9.54
MDU0000326C-000000 | MDU TERMINAL C | PCE | 1 | 396.7
HR0066H4C04U820300F-PK | 4F PDAS SCADUP/XXXXX 300F | PCE | 1 | 1084.24
1LAN-SFP-10G-T | SFP RJ45 module | PCE | 1 | 218.34
1LAN-SFPP-10G-BXD-I | 10G BiDi SFP+ 1330-TX/1270-RX 10km | PCE | 1 | 156.86
1LAN-SFPP-10G-BXU-I | 10G BiDi SFP+ 1270-TX/1330-RX 10km | PCE | 1 | 156.86
040448GA9KKB005M | 48F ULT EDGE P ARM LCUDUP/LCUDUP 5M | PCE | 70 | 1590.96
CTXCAE4-90L | CTX PATCH PANEL CASS, FRNT LFT 144F, MTP | PCE | 1 | 758.02
LHS-CMH-U8A9 | LHS HOUSING, 9” 288-F LC UPC SM | PCE | 1 | 3867.3
HR1818HMC12U820150F-NN | 12F PULT LCADUP/LCADUP 150F | PCE | 1 | 1527.32
1LAN-SDDP-SA54 | LICENSE SDDP HEADLESS SYSTEM | PCE | 1 | 3822
HR0066H4C04U820400F-PK | 4F ULT PDAS SCADUP/XXXXX 400F | PCE | 1 | 1320.18
727202U5120110F-F8 | 2F ZBL ZIP R SCUDUP/SCUDUP 110F | PCE | 1 | 90.58
1LAN-SDOLT-PWRSUP-AC | OLT AC Power Module/220VAC/160W | PCE | 1 | 379.82
PBOCS-04-6C-1104 | PBO 4 Ports SCAPC One Splitter 1x4 | PCE | 1 | 162.48
VCPPS21T1C5131Q500 | LS 288F Pole; 24F feed, 12F PST, SST/ALT | PCE | 1 | 10455.24
UMB1CC6CZ6C11132 | GEN III USM, SCAPC BOF,1M, 1X32 SPLITTER | PCE | 1 | 1768
HR0066K4C04U820200F-PK | 4F PDAS SCADUP/XXXX 200F | PCE | 1 | 632.72
721-1510-5880B | LC SM125 DX/1PC900UM WHT BT, BLUE H BULK | PCE | 50 | 3.24
M10402EB4D1O200F-P | 2F FDRP OPTITIPMTA/LCDUP 200F | PCE | 1 | 764.48
HR0066K6C06U820300F-PK | 6F PDAS SCADUP/XXXX 300F | PCE | 1 | 922.28
SS-DAS-SCRN-340 | SS-DAS W/SCRN-340 | PCE | 1 | 2309.68
HR1818HMC12U820400F-PK | 12F PULT LCADUP/LCADUP 400F | PCE | 1 | 2682.94
005801G4131001M | 1F ULT 900um SCUPC/XXXX 1M | PCE | 1 | 7.56
HR1818H6C06U820010F-NK | 6F PULT LCADUP/LCADUP 10F | PCE | 1 | 555.74
UY2D-JAR | UY2D JAR, 26-19 AWG Butt Conn, Dry | PCE | 5000 | 19.74
ECL-CP12-E7 | ECL W/6 SC UPC Dup MM CER STB | PCE | 1 | 111.24
SS-DAS-SCRN-220-330 | SS-DAS-SCRN-220-330 | PCE | 1 | 1209.78
SS-DAS-SCRN-310 | SS-DAS-SCRN-310 | PCE | 1 | 2206.2
HR0066K2C02U820070F-PK | 2F PDAS SCADUP/XXXXX 70F | PCE | 1 | 398.14
CE4WWP36-B3-2RJ000 | CTX ENCL PTH 4U 432/36F LCAPC OS2 RIB | PCE | 1 | 14681.68
1LAN-PAAS-PP-HOS | License per port PAAS -Hospitality | PCE | 1 | 77.96
XSB1DDA91A912014 | USM, 1.6MM BOF, 1M, 2-1X4 SPLITTER,LCAPC | PCE | 1 | 844.74
1LAN-RECUR-PP-HOS | License per port Recurring- Hospitality | PCE | 1 | 25.98
000201G4131002M | 1F 900UM ULT LCUPC/XXXXX 2M | PCE | 1 | 7.2
1LAN-PLS-B32SCA | 2X32 PLC SPLITTER, 19" RACK, SC/APC, 900 | PCE | 1 | 1054.52
1LAN-PLS-A32LCA | 1X32 PLC SPLITTER,19"RACK,LC/APC,900UM | PCE | 1 | 916.46
1LAN-PLS-A32SCA | 1X32 PLC SPLITTER,19"RACK,SC/APC,900UM | PCE | 1 | 916.46
HR1866K4C04U820010F-PK | 4F PULT LCADUP/SCADUP 10F | PCE | 1 | 518
XT005573271 | SWIFFER SWEEPER D&W FLOOR MOPPING KIT | PCE | 1 | 101.98
HR0018HMC12U820085F-PK | 12F PDAS LCADUP/XXXXX 85F | PCE | 1 | 994.72
HR0018HMC12U820245F-PK | 12F PDAS LCADUP/XXXXX 245F | PCE | 1 | 1656.08
OCC-080-G-BIF | OCC, 80" RACK HGT, PAD MNT, BIF | PCE | 1 | 7062
HR0018H4C04U820010F-PK | 4F PDAS LCADUP/XXXXX 10F | PCE | 1 | 409.54
HR0018KMC12U820120F-PK | 12F PDAS LCADUP/XXXX 120F | PCE | 1 | 944.2
787802UD120003F | 2F ZBL DFX 250 R LCUDUPU/LCUDUPU 3F | PCE | 383 | 43.46
SCPP461UC1E61UCS2A | FDH 288,POLE ALM,ALT 48F/288D,61M 1x32 | PCE | 1 | 12560.24
OCC-SPLICE-KIT | OCC SPLC HSG, 5U, W/7, ST-077 TRAYS | PCE | 1 | 445.6
HR0018HMC12U820750F-PK | 12F PULTRA LCADUP/XXXXX 750F | PCE | 1 | 3847.8
SCRN-340-13142566 | SCRN-340-13142566 | PCE | 1 | 5635
HR0018H4C04U820675F-PK | 4F PDAS LCADUP/XXXXX 675F | PCE | 1 | 1978.44
797902VD820010F | 2F OM5 DFX250P LCDUPU/LCDUPU 10F | PCE | 1 | 65.68
UAL-BOX | UAL BOX, 24-17 AWG Butt Conn, Gel | PCE | 1000 | 53.56
UCC-JAR | UCC JAR, 26-22 AWG Clear & Cap Conn,Gel | PCE | 5000 | 22.92
UR2-CART | UR2 CART, 26-19 AWG Butt Conn, Gel | PCE | 1000 | 19.74
UR2D-JAR | UR2D JAR, 26-19 AWG Butt Conn, Dry | PCE | 5000 | 25.46
UR2-JAR | UR2 JAR, 26-19 AWG Butt Conn, Gel | PCE | 5000 | 20.02
UR-BOX | UR BOX, 26-19 AWG Butt Conn, Gel | PCE | 1000 | 20.96
UY2-BULK | UY2 BULK, 26-19 AWG Butt Conn, Gel | PCE | 5000 | 19.34
UY2-CART | UY2 CART, 26-19 AWG Butt Conn, Gel | PCE | 1200 | 17.44
E62-A3-4-AC | A3, 4 Bands, 600-6000MHz, AC Powered | PCE | 1 | 12840
000201G2131005M | 1F ULT 2.0 R XXX/LCU 5M | PCE | 1 | 9.46
000201G2131006F | 1F ULT 2.0 R XXX/LCU 6F | PCE | 1 | 7.96
000201G2131003M | 1F ULT 2.0 R XXX/LCU 3M | PCE | 1 | 8.52
000201G2131003F | 1F ULT 2.0 R XXX/LCU 3F | PCE | 1 | 7.52
000201G2831001M | 1F ULT 2.0 P XXX/LCU 1M | PCE | 1 | 7.62
000201G2831002M | 1F ULT 2.0 P XXX/LCU 2M | PCE | 1 | 8.14
000201G2831003M | 1F ULT 2.0 P XXX/LCU 3M | PCE | 1 | 8.66
000201G3116001M | 1F ULT 1.6 R XXX/LCU 1M | PCE | 1 | 7.6
000201G2131002M | 1F ULT 2.0 R XXX/LCU 2M | PCE | 1 | 8.04
000201G2131001M | 1F ULT 2.0 R XXX/LCU 1M | PCE | 1 | 7.58
CESQCE0000-0F0150 | 12F ALT SJKT SCA/XXX 0150F | PCE | 1 | 464.96
CESQCE0000-0F0100 | 12F ALT SJKT SCA/XXX 0100F | PCE | 1 | 421.62
CESQ6E6D00-0F1250 | 12F ALT SJKT SCA LCU/XXX 1250F | PCE | 1 | 1413.68
CESQ6E6D00-0F1000 | 12F ALT SJKT SCA LCU/XXX 1000F | PCE | 1 | 1197
CESQ6E6D00-0F0750 | 12F ALT SJKT SCA LCU/XXX 0750F | PCE | 1 | 980.32
CESQ6E6D00-0F0500 | 12F ALT SJKT SCA LCU/XXX 0500F | PCE | 1 | 763.64
CESQ6E6D00-0F0300 | 12F ALT SJKT SCA LCU/XXX 0300F | PCE | 1 | 590.3
000201G3116002M | 1F ULT 1.6 R XXX/LCU 2M | PCE | 1 | 8.1
000201G3116003F | 1F ULT 1.6 R XXX/LCU 3F | PCE | 1 | 7.56
000201G3116003M | 1F ULT 1.6 R XXX/LCU 3M | PCE | 1 | 8.6
000201R2131001M | 1F SM 2.0 R XXX/LCU 1M | PCE | 1 | 7.58
000201R2131002M | 1F SM 2.0 R XXX/LCU 2M | PCE | 1 | 8.04
000201R2131003F | 1F SM 2.0 R XXX/LCU 3F | PCE | 1 | 7.52
000201R2131003M | 1F SM 2.0 R XXX/LCU 3M | PCE | 1 | 8.52
000201R2131005M | 1F SM 2.0 R XXX/LCU 5M | PCE | 1 | 9.46
000201R2131006F | 1F SM 2.0 R XXX/LCU 6F | PCE | 1 | 7.96
000201R2831001M | 1F SM 2.0 P XXX/LCU 1M | PCE | 1 | 7.62
000201R2831002M | 1F SM 2.0 P XXX/LCU 2M | PCE | 1 | 8.14
000201R2831003F | 1F SM 2.0 P XXX/LCU 3F | PCE | 1 | 7.58
000201R3116001M | 1F SM 1.6 R XXX/LCU 1M | PCE | 1 | 7.6
000201R4131001M | 1F SM 900 XXX/LCU 1M | PCE | 1 | 7.34
000201R4131002M | 1F SM 900 XXX/LCU 2M | PCE | 1 | 7.58
000201R4131003F | 1F SM 900 XXX/LCU 3F | PCE | 1 | 7.32
000201R4131003M | 1F SM 900 XXX/LCU 3M | PCE | 1 | 7.8
CESQ6E6D00-0F0250 | 12F ALT SJKT SCA LCU/XXX 0250F | PCE | 1 | 546.96
LSFSF02G5120010M | 2F ULT 2.0 R LCUDX/LCUDX 10M | PCE | 1 | 18.1
LSFSF02G5120015M | 2F ULT 2.0 R LCUDX/LCUDX 15M | PCE | 1 | 19.42
LSFSF02G5120020M | 2F ULT 2.0 R LCUDX/LCUDX 20M | PCE | 1 | 20.72
LSFSF02G5120030M | 2F ULT 2.0 R LCUDX/LCUDX 30M | PCE | 1 | 23.36
6ASF6E0000-0F0500 | 6F SST DROP SCA/XXX 0500F | PCE | 1 | 431.94
6CSQ4E2D00-0F0050 | 6F ALT SCA LCU/XXX 0050F | PCE | 1 | 203.7
6DSQ6E0000-0F0150 | 6F ALT DJKT SCA/XXX 0150F | PCE | 1 | 327.48
6ESA6E0000-0F0300 | 6F ALT SJKT SCA/XXX 0300F | PCE | 1 | 414.16
6ESE6E0000-0F0100 | 6F ALT SJKT SCA/XXX 0100F | PCE | 1 | 254.14
6ESE6E0000-0F0500 | 6F ALT SJKT SCA/XXX 0500F | PCE | 1 | 600.84
6ESQ6E0000-0F0050 | 6F ALT SJKT SCA/XXX 0050F | PCE | 1 | 210.82
6ESQ6E0000-0F0100 | 6F ALT SJKT SCA/XXX 0100F | PCE | 1 | 254.14
6ESQ6E0000-0F0150 | 6F ALT SJKT SCA/XXX 0150F | PCE | 1 | 297.48
8CSA8E0000-0F0050 | 8F ALT SCA/XXX 0050F | PCE | 1 | 243.3
8CSQ4E4D00-0F0150 | 8F ALT SCA LCU/XXX 0150F | PCE | 1 | 333.52
8CSQ8E0000-0F0050 | 8F ALT SCA/XXX 0050F | PCE | 1 | 261.08
8CSQ8E0000-0F0100 | 8F ALT SCA/XXX 0100F | PCE | 1 | 298.86
8CSQ8E0000-0F0125 | 8F ALT SCA/XXX 0125F | PCE | 1 | 317.76
8CSQ8E0000-0F0150 | 8F ALT SCA/XXX 0150F | PCE | 1 | 336.64
CCSQ6E6D00-0F1000 | 12F ALT SCA LCU/XXX 1000F | PCE | 1 | 1085.88
CCSV8E4N00-0F0500 | 12F ALT SCA/XXX 0500F | PCE | 1 | 654.44
CCSVCD0000-0F0300 | 12F ALT LCU/XXX 0300F | PCE | 1 | 552.3
CCSVCD0000-0F0600 | 12F ALT LCU/XXX 0600F | PCE | 1 | 778.98
CCSVCE0000-0F0300 | 12F ALT SCA/XXX 0300F | PCE | 1 | 561.62
CCSVCE0000-0F0600 | 12F ALT SCA/XXX 0600F | PCE | 1 | 788.3
CDSFCE0000-0F0300 | 12F ALT DJKT SCA/XXX 0300F | PCE | 1 | 628.3
CDSFCE0000-0F0600 | 12F ALT DJKT SCA/XXX 0600F | PCE | 1 | 948.32
CE9A6E6D00-0F0150 | 12F ALT SJKT SCA LCU/XXX 0150F | PCE | 1 | 453.62
CE9A6E6D00-0F0300 | 12F ALT SJKT SCA LCU/XXX 0300F | PCE | 1 | 583.64
CE9A6E6D00-0F0750 | 12F ALT SJKT SCA LCU/XXX 0750F | PCE | 1 | 973.66
CESQ4G8D00-0F0150 | 12F ALT SJKT SCU LCU/XXX 0150F | PCE | 1 | 455.62
CESQ6E6D00-0F0100 | 12F ALT SJKT SCA LCU/XXX 0100F | PCE | 1 | 416.96
CESQ6E6D00-0F0150 | 12F ALT SJKT SCA LCU/XXX 0150F | PCE | 1 | 460.3
CESQ6E6D00-0F0200 | 12F ALT SJKT SCA LCU/XXX 0200F | PCE | 1 | 503.62
000212G81NF002M | 12F ULT MICR XXX/LCU 2M | PCE | 1 | 201.22
000212G81NF003M | 12F ULT MICR XXX/LCU 3M | PCE | 1 | 204.48
000212G81NF005M | 12F ULT MICR XXX/LCU 5M | PCE | 1 | 211.02
000212G81NF006F | 12F ULT MICR XXX/LCU 6F | PCE | 1 | 200.66
000212G81NF010F | 12F ULT MICR XXX/LCU 10F | PCE | 1 | 204.64
000212G880KA002M | 12F ULT MICP XXX/LCU 2M | PCE | 1 | 136.28
000212G880KA003M | 12F ULT MICP XXX/LCU 3M | PCE | 1 | 140.4
000212G880LA003M | 12F ULT MICP XXX/LCU 3M | PCE | 1 | 140.4
000212G8820003M | 12F ULT MICP XXX/LCU 3M | PCE | 1 | 172.88
000212GSF0KA005M | 12F ULT LSTR XXX/LCU 5M | PCE | 1 | 139.3
000212GSF0VA003M | 12F ULT LSTR XXX/LCU 3M | PCE | 1 | 134.78
000212GU40KA002M | 12F ULT LT XXX/LCU 2M | PCE | 1 | 130.5
000212R61LD002M | 12F SM FANR XXX/LCU 2M | PCE | 175 | 166.76
000212R8120002M | 12F SM MICR XXX/LCU 2M | PCE | 1 | 167.88
000212R8120003M | 12F SM MICR XXX/LCU 3M | PCE | 1 | 171.14
000212R8120005M | 12F SM MICR XXX/LCU 5M | PCE | 1 | 177.68
000212R81NF002M | 12F SM MICR XXX/LCU 2M | PCE | 1 | 201.22
000212R81NF003M | 12F SM MICR XXX/LCU 3M | PCE | 1 | 204.48
000212R81NF005M | 12F SM MICR XXX/LCU 5M | PCE | 1 | 211.02
000212R81NF006F | 12F SM MICR XXX/LCU 6F | PCE | 1 | 200.66
000212R8820002M | 12F SM MICP XXX/LCU 2M | PCE | 1 | 169.04
000212R8820003M | 12F SM MICP XXX/LCU 3M | PCE | 1 | 172.88
000212R8820006F | 12F SM MICP XXX/LCU 6F | PCE | 1 | 168.36
000212R88NF003M | 12F SM MICP XXX/LCU 3M | PCE | 1 | 206.22
000212RC725005M | 12F SM RIBR XXX/LCU 5M | PCE | 70 | 325.28
000212RC825005M | 12F SM RIBP XXX/LCU 5M | PCE | 70 | 334.36
000212RCF25005M | 12F SM RIBR XXX/LCU 5M | PCE | 122 | 341.16
000212RJ131001M | 12F SM RICR XXX/LCU 1M | PCE | 1 | 183.4
000212RJ131002M | 12F SM RICR XXX/LCU 2M | PCE | 1 | 185.5
000212RJ131003M | 12F SM RICR XXX/LCU 3M | PCE | 1 | 187.56
000224G8120002M | 24F ULT MICR XXX/LCU 2M | PCE | 1 | 335.98
000224G8120003M | 24F ULT MICR XXX/LCU 3M | PCE | 1 | 342.62
000224G8131002M | 24F ULT MICR XXX/LCU 2M | PCE | 1 | 402.64
000224G8131003M | 24F ULT MICR XXX/LCU 3M | PCE | 1 | 409.28
000212G8120006F | 12F ULT MICR XXX/LCU 6F | PCE | 1 | 167.32
000202G5116001M | 2F ULT ZIPR XXX/LCU 1M | PCE | 1 | 14.78
000202G5116003M | 2F ULT ZIPR XXX/LCU 3M | PCE | 1 | 15.92
000202G5120001M | 2F ULT ZIPR XXX/LCU 1M | PCE | 1 | 14.74
000202G5120002M | 2F ULT ZIPR XXX/LCU 2M | PCE | 1 | 15.3
000202G5120003F | 2F ULT ZIPR XXX/LCU 3F | PCE | 1 | 14.7
000202G5120003M | 2F ULT ZIPR XXX/LCU 3M | PCE | 1 | 15.84
000202G5120006F | 2F ULT ZIPR XXX/LCU 6F | PCE | 1 | 15.2
000202G8120003M | 2F ULT MICR XXX/LCU 3M | PCE | 1 | 28.66
000202R5120003F | 2F SM ZIPR XXX/LCU 3F | PCE | 1 | 14.7
000202R5820001M | 2F SM ZIPP XXX/LCU 1M | PCE | 1 | 14.8
000204G8120003M | 4F ULT MICR XXX/LCU 3M | PCE | 1 | 58.12
000204R81NF002M | 4F SM MICR XXX/LCU 2M | PCE | 1 | 67.78
000206G8120002M | 6F ULT MICR XXX/LCU 2M | PCE | 1 | 83.76
000206G8120003M | 6F ULT MICR XXX/LCU 3M | PCE | 1 | 85.32
000206G81NF002M | 6F ULT MICR XXX/LCU 2M | PCE | 1 | 100.42
000206G81NF003M | 6F ULT MICR XXX/LCU 3M | PCE | 1 | 101.98
000206G81NF005M | 6F ULT MICR XXX/LCU 5M | PCE | 1 | 105.08
000206G81NF006F | 6F ULT MICR XXX/LCU 6F | PCE | 1 | 100.16
000206G81NF010F | 6F ULT MICR XXX/LCU 10F | PCE | 1 | 102.04
000206G880KA002M | 6F ULT MICP XXX/LCU 2M | PCE | 1 | 70.36
000206G880KA003M | 6F ULT MICP XXX/LCU 3M | PCE | 1 | 73.54
000206G880KA006F | 6F ULT MICP XXX/LCU 6F | PCE | 1 | 69.82
000206R8120002M | 6F SM MICR XXX/LCU 2M | PCE | 1 | 83.76
000206R8120003M | 6F SM MICR XXX/LCU 3M | PCE | 1 | 85.32
000206R8120005M | 6F SM MICR XXX/LCU 5M | PCE | 1 | 88.4
000206R81NF002M | 6F SM MICR XXX/LCU 2M | PCE | 1 | 100.42
000206R81NF003M | 6F SM MICR XXX/LCU 3M | PCE | 1 | 101.98
000206R8820006F | 6F SM MICP XXX/LCU 6F | PCE | 192 | 83.98
000206R88NF003M | 6F SM MICP XXX/LCU 3M | PCE | 117 | 102.74
000208GD90KA002M | 8F ULT EDGP XXX/LCU 2M | PCE | 1 | 144.62
000208R81NF002M | 8F SM MICR XXX/LCU 2M | PCE | 175 | 134.88
000212G8120002M | 12F ULT MICR XXX/LCU 2M | PCE | 1 | 167.88
000212G8120003M | 12F ULT MICR XXX/LCU 3M | PCE | 1 | 171.14
000212G8120005M | 12F ULT MICR XXX/LCU 5M | PCE | 1 | 177.68
LSFSF02G5120005M | 2F ULT 2.0 R LCUDX/LCUDX 5M | PCE | 1 | 16.8
L045802G5120001M | 2F ULT ZIP R LCUDUP/SCUPC 1M/3.3F CORE | PCE | 1 | 14.32
577902VD820003F | 2F OM5 DFX250P SCDUP/LCDUPU 3F | PCE | 1 | 57.26
575702V5820003F | 2F OM5 ZIP P SCDUP/SCDUP 3F | PCE | 1 | 46.08
CCFL7261-6C-C7001C | EMF LFT 72F SCAPC SM RIB RIS 61M STUB | PCE | 1 | 5664.74
M3M412TB4D1E300F-P | 12F UBENDFDRPSX+OPTITIPMT/OPTITIPMT 300F | PCE | 1 | 2168.94
050504Q88KKD010F | 4F OM4 MIC P LCDUP/LCDUP 10F | PCE | 1 | 236.68
HR0004H6C06U820175F-PK | 6F PDAS ULT P LCUDUP/XXXX 175F | PCE | 1 | 819.4
HR0004H6C06U820205F-PK | 6F PDAS ULT P LCUDUP/XXXX 205F | PCE | 1 | 889.84
7878U8GD9RTC010F | 288F ULT EDGE P 2.0 LCUDUPU/LCUDUPU 10F | PCE | 1 | 11206.1
055702Q88KKC010F | 2F OM4 MIC P LCDUP/SCDUP 10F | PCE | 1 | 185.52
000412GUF0KA003M | 12F ULT FRDLT R LCUDUP/XXXXX 3M | PCE | 1 | 118.82
M30312TB4D1E100F-P | 12F UBENDFDRPSX+ OPTITIPMT/LCPC 100F | PCE | 1 | 1415.96
FTH-76P-00200 | FTH-76P, NO ADPT, GP, SR SH, HEX | PCE | 10 | 40.24
FTH-76P-10200 | FTH-76P, 1 OPT, GP, SR SH, HEX | PCE | 10 | 52.62
FTH-76P-A0200 | FTH-76P, 1 SC, GP, SR SH, HEX | PCE | 10 | 43.46
L000201G2131001M | 1F ULT 2.0 R XXX/LCU 1M | PCE | 1 | 3.6
L000301Q4190003M | 1F OM4 900 XXX/LC 3M | PCE | 1 | 4.54
L004401G2131001M | 1F ULT 2.0 R XXX/SCA 1M | PCE | 1 | 4.88
L004401G4131001M | 1F ULT 900 XXX/SCA 1M | PCE | 1 | 4.76
L004401G4131002M | 1F ULT 900 XXX/SCA 2M | PCE | 1 | 4.88
L004401G4131003M | 1F ULT 900 XXX/SCA 3M | PCE | 1 | 5
L020201G2131001M | 1F ULT 2.0 R LCU/LCU 1M | PCE | 1 | 6.98
L020201G2131002M | 1F ULT 2.0 R LCU/LCU 2M | PCE | 1 | 7.2
L020201G2131003M | 1F ULT 2.0 R LCU/LCU 3M | PCE | 1 | 7.42
L020201G3116015M | 1F ULT 1.6 R LCU/LCU 15M | PCE | 1 | 10.28
L024401G2131001M | 1F ULT 2.0 R LCU/SCA 1M | PCE | 1 | 8.24
L025801G2131001M | 1F ULT 2.0 R LCU/SCU 1M | PCE | 1 | 7.26
L025801G2131002M | 1F ULT 2.0 R LCU/SCU 2M | PCE | 1 | 7.48
L030301T3116001M | 1F OM3 1.6 R LC/LC 1M | PCE | 1 | 7.36
L033901T3116015M | 1F OM3 1.6 R LC/SC 15M | PCE | 1 | 17.16
L040402G5116010M | 2F ULT 1.6 R LCUDX/LCUDX 10M | PCE | 1 | 16.22
L040402G5120001M | 2F ULT 2.0 R LCUDX/LCUDX 1M | PCE | 1 | 13.74
L040402G5120002M | 2F ULT 2.0 R LCUDX/LCUDX 2M | PCE | 1 | 14
L040402G5120003M | 2F ULT 2.0 R LCUDX/LCUDX 3M | PCE | 1 | 14.26
CTX24B3-E83RBU | CTX MOD 24 LCAPC NONPINNED 3 MPO REAR | PCE | 1 | 2087.12
E62-E3-O-14-AC | EU up to 14 ports 25Gbps AC(no SFP incl) | PCE | 1 | 18530
RIU-G2-7 | RIU G3N2 700MHz 8PT 2x4T4R/4x2T2R 10-37 | PCE | 1 | 8000
RIU-G2-8 | RIU GEN2 850MHz 8PT 2x4T4R/4x2T2R 10-37 | PCE | 1 | 8000
RIU-G2-19 | RIU GEN2 1900MHz 8PT 2x4T4R/4x2T2R 10-37 | PCE | 1 | 8000
RIU-G2-17 | RIU GEN2 2100MHz 8PT 2x4T4R/4x2T2R 10-37 | PCE | 1 | 8000
RIU-G2-23 | RIU GEN2 23MHz 8PT 2X4T4R/4X2T2R 10-37 | PCE | 1 | 8000
RIU-G2-6 | RIU GEN2 600MHz 8PT 2x4T4R/4x2T2R 10-37 | PCE | 1 | 8000
CTX24B3-E83RLU | CTX MOD 24 LCAPC NONPINNED 3 MPO L FRONT | PCE | 1 | 2293.54
CTX36B3-893RBU | CTX MOD 36 LCAPC W/3 MPO REAR UNI | PCE | 1 | 2458.48
CX4E4P24-6C-5RH000 | CTX 4U PGTL HSG 24F SCAPC OS2 5M JUMP | PCE | 1 | 4625.32
CCF-CMR-72A7 | ASSY, R-HAND HSG, DUP LC MM MOD, 72F | PCE | 1 | 1475.78
CCF-CML-72A7 | ASSY, L-HAND HSG, DUP LC MM MOD, 72F | PCE | 1 | 1475.78
E62-N3-2-7F253537-I | N3, 7F, 25TDD, 35, 37 Int Ant, No SFP | PCE | 1 | 9960
1LAN-CPL-A2SCA | Coupler, 1.6mm legs, 1x2, 1550nm, SC/APC | PCE | 1 | 62.8
E62-M3-L-SISO-AC | E62-M3-L, 10KM BIDI LC SFP28 AC | PCE | 1 | 39400
EW6-CP12-72A9-6D | ECL-W6P 72F LC SM CERAMIC, 6 TRYS | PCE | 1 | 1603.94
DMRU-G2-1719 | DMRU, GEN2, 1700/1900MHZ, 2T2R, AC | PCE | 1 | 17200
DMRU-G2-2325 | DMRU, GEN2, 2300/2500MHZ, 2T2R, AC | PCE | 1 | 17200
DMRU-G2-678 | DMRU, GEN2, 600/700/850MHZ, 2T2R, AC | PCE | 1 | 17200
COMB-G2-FDD-25-35 | ANT MTPX TDD 6 INPUT & 2 OUTPUT PORTS | PCE | 1 | 2000
ECLE43012D9-C5001B | ECL-C4U 144F SCA-DUP SM OS2 30M RIB ARM | PCE | 1 | 7898.46
DMRU-G2-COMB | COMB FOR DMRU MOD, 8 PCS, INC RF CBL | PCE | 1 | 4700
DLRU-CABLE | DLRU-COMB RF JUMPER CABLE .5M | PCE | 1 | 60
DLRU-35-KIT | 3U ASSY KIT | PCE | 1 | 540
PCBL-1T1-18-2M | 1 PAIR (1:1) POWER cable | PCE | 1 | 22.4
PCBL-1T2-18-2M | 2 PAIR (1:2) POWER Cross CONNECT Cable | PCE | 1 | 48.6
CIP-32-56V-U | CLASS 2 PSU, 56VDC, 32 CHANNELS, 2RU TAA | PCE | 1 | 8249.18
HR1818HMC12U820098F-PK | 12F IDAS LCADUP/LCADUP 98F | PCE | 1 | 1434.6
PCBL-1T4-22-2M | 4 PAIR (1:4) POWER Cross CONNECT Cable | PCE | 1 | 79.2
1LAN-SFPP-10LR-U | 10G SFP+ Xcvr Mod, SMF, 1310nm, 10km TAA | PCE | 1 | 165
MDU1231326C-C700A1 | MDU,12F RibRiser 100’1X32 splt,splc drop | PCE | 1 | 3860.7
040402G5816003F | 2F ULT ZIP P 1.6 LCUDUP/LCUDUP 3F | PCE | 1 | 27.54
E62-SFP28-10-DS-2 | E6200 OPTICAL SFP28 MODULE | PCE | 1 | 1015
E62-N3-LM2535-2-37-I | N3 700 L&U FN PCS AWS TDD I-ANT NO SFP | PCE | 1 | 9960
L181802G5120001M | 2F ULT 2.0 R LCADX/LCADX 1M | PCE | 1 | 17.18
L181802G5120002M | 2F ULT 2.0 R LCADX/LCADX 2M | PCE | 1 | 17.44
L186602G5120001M | 2F ULT 2.0 R LCADX/SCADX 1M | PCE | 1 | 18.02
L222201G2131001M | 1F ULT 2.0 R LCA/LCA 1M | PCE | 1 | 8.68
L222201G2131002M | 1F ULT 2.0 R LCA/LCA 2M | PCE | 1 | 8.9
L222201G2131003M | 1F ULT 2.0 R LCA/LCA 3M | PCE | 1 | 9.14
L222201U3112002M | 1F ZBL 1.2 R LCA/LCA 2M | PCE | 1 | 9.14
L224401G2131001M | 1F ULT 2.0 R LCA/SCA 1M | PCE | 1 | 9.1
L393901T3116015M | 1F OM3 1.6 R SC/SC 15M | PCE | 1 | 18.74
L444401G2131001M | 1F ULT 2.0 R SCA/SCA 1M | PCE | 1 | 9.52
L444401G2131002M | 1F ULT 2.0 R SCA/SCA 2M | PCE | 1 | 9.74
L444401G2131003M | 1F ULT 2.0 R SCA/SCA 3M | PCE | 1 | 9.98
L444401G2131005M | 1F ULT 2.0 R SCA/SCA 5M | PCE | 1 | 10.42
L444401G2131010M | 1F ULT 2.0 R SCA/SCA 10M | PCE | 1 | 11.54
L444401G2131015M | 1F ULT 2.0 R SCA/SCA 15M | PCE | 1 | 12.68
L444401G3116002M | 1F ULT 1.6 R SCA/SCA 2M | PCE | 1 | 9.78
L575702Q5120001M | 2F OM4 2.0 R SCDX/SCDX 1M | PCE | 1 | 21.14
L575702Q5120003M | 2F OM4 2.0 R SCDX/SCDX 3M | PCE | 1 | 23.6
L575702T5120001M | 2F OM3 2.0 R SCDX/SCDX 1M | PCE | 1 | 20.84
L575702T5120003M | 2F OM3 2.0 R SCDX/SCDX 3M | PCE | 1 | 22.7
L575702T5120005M | 2F OM3 2.0 R SCDX/SCDX 5M | PCE | 1 | 24.56
L575702T5120010M | 2F OM3 2.0 R SCDX/SCDX 10M | PCE | 1 | 29.22
L585801G2131001M | 1F ULT 2.0 R SCU/SCU 1M | PCE | 1 | 7.54
L585801G2131002M | 1F ULT 2.0 R SCU/SCU 2M | PCE | 1 | 7.76
L616101G2131001M | 1F ULT 2.0 R ST/ST 1M | PCE | 1 | 11.14
L727202G5120002M | 2F ULT 2.0 R SCUDX/SCUDX 2M | PCE | 1 | 15.16
L727202G5120003M | 2F ULT 2.0 R SCUDX/SCUDX 3M | PCE | 1 | 15.44
L727202G5120005M | 2F ULT 2.0 R SCUDX/SCUDX 5M | PCE | 1 | 15.96
L727202G5120010M | 2F ULT 2.0 R SCUDX/SCUDX 10M | PCE | 1 | 17.26
LS2SF02G5120001M | 2F ULT 2.0 R SCUDX/LCUDX 1M | PCE | 1 | 16.42
LS2SF02G5120002M | 2F ULT 2.0 R SCUDX/LCUDX 2M | PCE | 1 | 16.68
LSFSF02G5120001M | 2F ULT 2.0 R LCUDX/LCUDX 1M | PCE | 1 | 15.74
LSFSF02G5120002M | 2F ULT 2.0 R LCUDX/LCUDX 2M | PCE | 1 | 16
LSFSF02G5120003M | 2F ULT 2.0 R LCUDX/LCUDX 3M | PCE | 1 | 16.28
L055702T5120025M | 2F OM3 2.0 R LCDX/SCDX 25M | PCE | 1 | 39.98
L040402G5120005M | 2F ULT 2.0 R LCUDX/LCUDX 5M | PCE | 1 | 14.78
L040402G5120010M | 2F ULT 2.0 R LCUDX/LCUDX 10M | PCE | 1 | 16.1
L040402G5120015M | 2F ULT 2.0 R LCUDX/LCUDX 15M | PCE | 1 | 17.42
L040402G5120020M | 2F ULT 2.0 R LCUDX/LCUDX 20M | PCE | 1 | 18.72
L041802G5120030M | 2F ULT 2.0 R LCUDX/LCADX 30M | PCE | 1 | 23.06
L046602G5120001M | 2F ULT 2.0 R LCUDX/SCADX 1M | PCE | 1 | 16.3
L047202G5116003M | 2F ULT 1.6 R LCUDX/SCUDX 3M | PCE | 1 | 14.88
L047202G5120001M | 2F ULT 2.0 R LCUDX/SCUDX 1M | PCE | 1 | 14.32
L047202G5120002M | 2F ULT 2.0 R LCUDX/SCUDX 2M | PCE | 1 | 14.58
L047202G5120003M | 2F ULT 2.0 R LCUDX/SCUDX 3M | PCE | 1 | 14.84
L047202G5120005M | 2F ULT 2.0 R LCUDX/SCUDX 5M | PCE | 1 | 15.38
L047202G5120010M | 2F ULT 2.0 R LCUDX/SCUDX 10M | PCE | 1 | 16.68
L050502Q5120001M | 2F OM4 2.0 R LCDX/LCDX 1M | PCE | 1 | 14.78
L050502Q5120002M | 2F OM4 2.0 R LCDX/LCDX 2M | PCE | 1 | 16.02
L050502Q5120003M | 2F OM4 2.0 R LCDX/LCDX 3M | PCE | 1 | 17.24
L050502Q5120005M | 2F OM4 2.0 R LCDX/LCDX 5M | PCE | 1 | 19.7
L050502Q5120010M | 2F OM4 2.0 R LCDX/LCDX 10M | PCE | 1 | 25.86
L050502Q5120015M | 2F OM4 2.0 R LCDX/LCDX 15M | PCE | 1 | 32
L050502Q5120020M | 2F OM4 2.0 R LCDX/LCDX 20M | PCE | 1 | 38.16
L050502Q5120025M | 2F OM4 2.0 R LCDX/LCDX 25M | PCE | 1 | 44.3
L050502T5116001M | 2F OM3 1.6 R LCDX/LCDX 1M | PCE | 1 | 14.54
L050502T5116003M | 2F OM3 1.6 R LCDX/LCDX 3M | PCE | 1 | 16.48
L050502T5120001M | 2F OM3 2.0 R LCDX/LCDX 1M | PCE | 1 | 14.48
L050502T5120002M | 2F OM3 2.0 R LCDX/LCDX 2M | PCE | 1 | 15.42
L050502T5120003M | 2F OM3 2.0 R LCDX/LCDX 3M | PCE | 1 | 16.34
L050502T5120005M | 2F OM3 2.0 R LCDX/LCDX 5M | PCE | 1 | 18.2
L050502T5120010M | 2F OM3 2.0 R LCDX/LCDX 10M | PCE | 1 | 22.86
L050502T5120020M | 2F OM3 2.0 R LCDX/LCDX 20M | PCE | 1 | 32.16
L050502V5120001M | 2F OM5 2.0 R LCDX/LCDX 1M | PCE | 1 | 16.64
L055702Q5120001M | 2F OM4 2.0 R LCDX/SCDX 1M | PCE | 1 | 17.96
L055702Q5120003M | 2F OM4 2.0 R LCDX/SCDX 3M | PCE | 1 | 20.42
L055702T5120001M | 2F OM3 2.0 R LCDX/SCDX 1M | PCE | 1 | 17.66
L055702T5120002M | 2F OM3 2.0 R LCDX/SCDX 2M | PCE | 1 | 18.6
L055702T5120003M | 2F OM3 2.0 R LCDX/SCDX 3M | PCE | 1 | 19.52
FDH-LS-CBLPTPA-288 | LS, POLE MOUNT, ALMOND, 288 | PCE | 1 | 802.5
FDC-CP1P-06-25 | FDC PNL W/6 ST MM | PCE | 2 | 58.36
FDH-LS-CBLPTPA-432 | LS, POLE MOUNT, ALMOND, 432 | PCE | 1 | 845.32
WCT24P12-3C-3RJ1D0 | WTC 24F SCUPC CER 3M PGTL & M67-110 | PCE | 1 | 1780.94
OSE-LD0-0T-1-L | OSE LD, .5" STKR, TS, STD, LK | PCE | 1 | 2225.32
FDC-CP1P-06-11 | FDC Panel with 6 FCUPC SM | PCE | 2 | 85.34
FDC-CP1P-06-15 | FDC CON PNL W/6 ST SLV | PCE | 2 | 59.16
FDC-CP8P-12-59 | FDC PNL, 7.5", 12F SC DUP SM | PCE | 2 | 124.18
FDM08P08-3C-3RH000 | FDC MOD 8F SCUPC CER & 3M PGTL | PCE | 1 | 395.76
NI-3050-13U1-A2 | NID, NI-3050, 50 LN, HYBRID, KS | PCE | 1 | 2303.76
FDH-LSSKRT-12-ALM | LS 12IN SKIRT FOR 144/288/432 LS CAB-ALM | PCE | 1 | 462.84
UNI-GRM-B | KIT, GROMMET, BOTTOM | PCE | 100 | 2.1
FDC-CP1P-06-56 | FDC PANEL ,W/6 SC PC SIM MM PB | PCE | 2 | 63
CCF-CML-72A9 | ASSY, L-HAND HSG, DUP LC SM MOD, 72F | PCE | 1 | 1639.74
CCF-CMR-72A9 | ASSY, R-HAND HSG, DUP LC SM MOD, 72F | PCE | 1 | 1639.74
CFS1TT0010011116 | CPLR CASS,1X16,1M BARE IN/OUT,WB | PCE | 1 | 700
CCF-IBD-PAD-KIT | IBD INSULATOR PAD | PCE | 1 | 94.8
CCH-UMB-6CD6CE1132 | SPLITTER MODULE,G3,1X32 SHORT OUTPUT | PCE | 1 | 1930
OSE-LD0-00-1-L | OSE LD, .5" STKR, STD, LK | PCE | 1 | 2021.44
CMB1CC6CE6CE1132 | CLCP 1X32 SPLITTER MOD W/ SCAPC | PCE | 1 | 1986
07-031457-002 | KIT, SPLICE TRAY, 24HSF, PLASTIC MDU | PCE | 1 | 33
CMB1CC6CE6CE1116 | CLCP 1X16 SPLITTER MOD W/ SCAPC | PCE | 1 | 1634
ECL-CP-SCPARK-SHELF | ECLIPSE, PARKING LOT SHELF | PCE | 1 | 173.8
FDC-CP1P-12-19 | FDC PANEL W/12-STUPC-Simplex-SM | PCE | 2 | 113.74
000201G4131003F | 1F XB900 LCUPC/XXX 3F | PCE | 1 | 6.96
CCFLE492-6C-81001C | LH STUB 144F SCAPC CER 92M MIC RIS | PCE | 1 | 15058.88
CPD-6C12 | CLCP DIST CASSETT W/12 SCAPC | PCE | 1 | 713.8
CCFL7292-6C-81001C | LH STUB 72F SCAPC CER 92M MIC RIS | PCE | 1 | 7202.52
FDT12F0126C-BZ00AZ | FDT, 12-SCAPC, 4.8MM, 150M-FRDM RFD, GRY | PCE | 1 | 1428
FDH-LS-POLKIT-SMA2 | SIDE POLE BRKT, LS-432 CAB, ALM | PCE | 1 | 1004.54
CH-LC900-12KIT | 12PK-1F LCUPC/XXX 3M DIFFERENT COLOR | PCE | 1 | 93.2
FDH-LSSKRT-12L-ALM | LS 12IN SKIRT FOR 576/864 LS CAB-ALM | PCE | 1 | 607.46
CCMR12-A9 | MODULE LC DUP, R-HAND, SM, 12F | PCE | 1 | 238.56
FBT48P06-5T-3KH4D0 | FBT W/48 STPC MM, 3M MIC PGTL & M67-110 | PCE | 1 | 2525.12
NI-3025-A3U1-A2 | NID, NI-3025, 25 LN, HYBRID, KS | PCE | 1 | 1342.28
FDM06P06-11-3RH000 | CON MOD 6F FCUPC & 3M PGTLS | PCE | 1 | 352.76
UDF-JBS-19-075 | JUMPER TROUGH, BOT, UDF, 19IN., WRK BLAC | PCE | 1 | 114.94
UDF-JUS-19-075 | JUMPER TROUGH,TOP, UDF, 19IN., WRK BLACK | PCE | 1 | 114.94
PCC-024 | PREM CONN CENTER, 24 POS | PCE | 1 | 454.68
OSE-HD0-00-1-L | OSE HD, .5" STKR, STD, LK | PCE | 1 | 1888.48
USB1CC6CZ6C21014 | G3,CONN,1X4,XB,SCAPC,2M,SLIM | PCE | 1 | 479.12
UNI-3006-63U1 | UNID, 3006, 6 LN, HYBRID, HEX | PCE | 10 | 114.18
ECL-IBS-7-1 | INTERBAY FRONT STORAGE UNIT, ECL, ACS | PCE | 1 | 1305.94
C-MIC-012-123C | CAB, MTD, INT CNTR, 12F | PCE | 1 | 279.6
CCF-BAY-7 | ASSY, FRAME, EMF | PCE | 1 | 9397
ESS1AA6C0D901132 | ECL CPLR SHELF,1X32,SCAPC ADPT IN/OUT | PCE | 1 | 1863.98
UDF-ERO-23E-07-075 | EQUIP RACK,7FT,UDF, EIA,23 IN.,WRK BLACK | PCE | 1 | 1041.74
OSE-HD0-WT-1-L | OSE HD, .5" STKR, WS, TS, STD, LK | PCE | 1 | 2751.22
FDHG3REPLCK432KIT | FDH, GEN III, 432 REPLACEMENT, LOCK KIT | PCE | 1 | 128.46
FDC-CP1P-06-D3 | FDC, DUP LC,50um MM,CER,LOGO | PCE | 1 | 78.76
FDC-CP1P-12-A8 | FDC PNL 6P, W/6 LC DUP MM | PCE | 2 | 122.66
UAB1CC6CZ6CZ1132 | G3, CONN, 1X32, XB, SCAPC, LCPE | PCE | 1 | 1768
CCF-IBD-UDF-7 | IBD, TRANSITION, UDF-EMF, PLATINUM | PCE | 1 | 1476.92
LHS-CP1P-A9 | LHS PANEL W/12 LC DUP CER SLVS | PCE | 1 | 265.3
ECL-RFM-F | FRAME SECTION, REAR FIBER MGR, ECLIPSE | PCE | 1 | 338.6
FDH-G3-CBLPROTPMB1 | FDH GEN 3 STD POLE MNT CBL PROT-BEIGE | PCE | 1 | 363
585802G9120001M | 2F XBDFX SCUPC/SCUPC 1M | PCE | 1 | 33.68
UNI-ADP-P | KIT, ADAPTER, PTD | PCE | 100 | 2.04
CCF-COVER-2-7 | ASSY,2 DOORS,CCF | PCE | 1 | 2314.26
LDC-CP1P-39C | LDC PNL W6 SC CER MM SLVS | PCE | 1 | 66.78
MDU0000326C-BB00A1 | FDTH 32PORT W/1x32 SPLITTER 1/0 STUBLESS | PCE | 1 | 3679.36
025802G9120001M | 2F XBDFX LCUPC/SCUPC 1M | PCE | 1 | 32.54
CCR72M12-3C-1RN000 | RH STB HSG W/72 SCUPC CER, 1 MT 900UM | PCE | 1 | 3403.42
CCL72M12-3C-1RN000 | LH STB HSG W/72 SCUPC CER, 1 MT 900UM | PCE | 1 | 3403.42
NI-3012-06-3U12S | NID, NI-3012, 6 LN, HYBRID, KS | PCE | 1 | 335.4
NI-3012-12-3U12S | NID, NI-3012, 12 LN, HYBRID, KS | PCE | 1 | 477.42
ECL-T2U-23 | TOP JT, 2U, 23, INCH, ECL | PCE | 1 | 187.46
UNI-GRDEXT-6F | KIT, GROUND BAR ASSY (FLAT), 6-LINE UNID | PCE | 50 | 15.34
CCF-PAD-KIT | ISOLATION PAD KIT | PCE | 1 | 888.98
FDC-CP1P-24-A9 | FDC W/12 LC UPC DUP SM CER | PCE | 2 | 271
FDH-LSSKRT-06L-ALM | LS 6IN SKIRT FOR 144/288/432 LS CAB-ALM | PCE | 1 | 481.5
FTH-NG0-1U100 | HSG, FTH-NG, 1 OPTI, SRG, HEX, STANDARD | PCE | 10 | 80.88
LDC-CP1P-12A9 | LDC 12F Panel, LC SM DUP UPC | PCE | 2 | 139
LHS-CMH-E4A9 | LHS HOUSING, 9” W/72 CER LC DUP | PCE | 1 | 2368.9
SWT4-1-6C000-SF00W-S | SWT white, 1xSCAPC,no pgtl,no spl tray | PCE | 1 | 14.36
OSE-A288-03 | OSE-A288 W/15 M67-079 | PCE | 1 | 1561.26
M1M112EB4D1EAB0F-P | 12F FDRP OPTITIPMTA/OPTITIPMTA 3500F | PCE | 1 | 2772.58
FDC-CP8P-06-E6 | FDC PANEL W/6 SC MM SX+ CER | PCE | 1 | 76.2
OTM-02P-LP-12R-123C | LP BRACKET WITH OPTITIP MODULE, SCUPC | PCE | 1 | 784.88
FTH-NG1-AUU00 | HSG, FTH-NG, 1 SC, 1-12, HEX, STANDARD | PCE | 10 | 59.86
FDC-CP1P-24-A8 | FDC W/12 LC UPC Dup MM CER | PCE | 1 | 238.78
CCML1203-6C-MT00C | LH MOD,SC-APC,STUBBED 12 FBR PND CBL,3M | PCE | 1 | 723.02
CCH-UM1-6CD6CE1232 | CCH,G3,2X32,XB,SCAPC,SHORT,INDOOR ONLY | PCE | 1 | 2120
CCH-CP12-DAS | ASSY, PANEL CCH, 12 CA TERM BLOCKS | PCE | 1 | 258.76
CCH-UM1-6CZ6C21232 | CCH, G3, 2X32, XB, SCAPC, INDOOR ONLY | PCE | 1 | 2120
ESS1AA6C0D901232 | ECL CPLR SHELF,2X32,SCAPC ADPT IN/OUT | PCE | 1 | 3417.86
CCH-UM1-22D22E1132 | CCH, G3, 1X32, XB, LCAPC, INDOOR ONLY | PCE | 1 | 1471
MDU0000326C-0013A1 | MDU W/1x32 SPLTTR STBLSS PRE-CON DROPS | PCE | 1 | 2299.5
CCH-UM1-22D22E1232 | CCH, G3, 2X32, XB, LCAPC, INDOOR ONLY | PCE | 1 | 2358
LPT122F126C-BFM12Q | LP FDT,12 PORTS, M1OPTITIP, STD | PCE | 1 | 851.6
FTH-NG1-DUU00 | FTH-NG1, 12 SC APC, HEX | PCE | 10 | 145.12
FTH-NG1-CUU00 | HSG, FTH-NG1, 6 SC, HEX | PCE | 10 | 97.06
FDC-CP1P-06-E4 | FDC PNL, 6F LC DUP SX+ | PCE | 1 | 78.76
CCR72M12-3C-1RH000 | RH STB HSG 12F SCUPC CER, 1 MT MIC PIGT | PCE | 1 | 3403.42
CCF-RAISEDFLOOR | RAISED FLOOR CCF FRAME KIT | PCE | 1 | 213.7
UMR1CC6CZ6C22116 | Spltr Mod, Gen3,Tier2, (2)1x16, SCAPC | PCE | 1 | 900
057902TD120001M | 2F UBENDSX+ LL LCDUP/LCDUPU 1M | PCE | 1 | 49.4
HR1818H4C06U820200F-PK | DASTRK06 PLEN 16AWG 2P 61M ZBL LCA-LCA | PCE | 1 | 1117.1
FTH-NG1-BUU00 | HSG, FTH-NG, 2 SC, 1-12, HEX, STANDARD | PCE | 1 | 66.32
WMR1CC6CA6C12116 | LS, CONN, 2-1X16, XB, SCAPC, LITE | PCE | 1 | 900
MDU48F3486C-UFCG2Q | MDU 48 SCAPC, FREEDM LT I/O 500-FT | PCE | 1 | 3076.04
SAAP416U43C16U4S00 | FDH 432,PAD ALM,LTC 48F/144D,16M, NO MOD | PCE | 1 | 13888.08
JDWPS1000BB0007700 | Indoor CE (SILCP), JDWPS1000BB0007700 | PCE | 1 | 6920.36
ED1SF3U41CF3U4S00 | LCPE 144F SCAPC 153M ALTOS | PCE | 1 | 6692.18
CCL72M12-A9-1RN000 | LH STUB HSG 72F LCDUP SM, 1 MT 900UM | PCE | 1 | 4098
CCR72M12-A9-1RN000 | RH STUB HSG 72F LCDUP CER, 1 MT 900UM | PCE | 1 | 4098
FTH-NG0-AU100 | HSG, FTH-NG, 1 SC, SRG, HEX, STANDARD | PCE | 10 | 89.14
FDH-G3-REPLCK-0 | REPL HANDLE,STD ONLY NO RODS | PCE | 1 | 125.84
FDH-G3288-REPLCK-0 | REPL,RODS GEN III 288, STD HANDLE | PCE | 1 | 170.78
CCFL7246-6C-81001C | LH STUB 72F SCAPC CER 46M MIC RIS | PCE | 1 | 5983.48
CCFLE446-6C-81001C | LH STUB 144F SCAPC CER 46M MIC RIS | PCE | 1 | 12293.9
ECL-D4U-723C | CONNECTOR HSG, ECL DEEP, 72 SC CER | PCE | 1 | 1348
CCFR7292-6C-81001B | RH STB HSG 72F SCAPC 92M MIC RISR | PCE | 1 | 7202.52
CML12M12-A9-1RH000 | LF,MOD,STD,12F,LCDUP,CER,SM,1M,RIB LT PT | PCE | 1 | 648.28
CCF-LRG-CAB-BKT | LARGE CABLE STRAIN RELIEF KIT | PCE | 1 | 42.76
ESS1AA6C06C01028 | ECL CPLR SHELF,2X8,SCAPC ADPT IN/OUT | PCE | 1 | 1357.26
CCH-UMB-6CZ6C22018 | CCH, G3, 2-1X8, XB, SCAPC, SLIM | PCE | 1 | 1160
CLCP-KT-ASTRD | CLCP AERIAL MOUNTING KIT, ALMOND | PCE | 1 | 107
OTM-12R-123C | MODULE,RACK MOUNT, SCUPC/OPTITIP TETHER | PCE | 1 | 716.86
OTM-02P-LP | WALL BRACKET, LOW PROFILE, OPTITIP | PCE | 1 | 69.64
CCH-UM1-6CD6CE1132 | CCH, G3, 1X32, XB, SCAPC, INDOOR ONLY | PCE | 1 | 1240
OSE-HD-MSPN-KIT | MID-SPAN ENTRY KIT, OSE-HD | PCE | 1 | 196.8
VUPPS70-1C4231Q400 | FDH 576 SML LS POLE ALM 72F FD 100' RIBB | PCE | 1 | 19977.9
CCH-UMB-6CD6CE1232 | CCH, G3, 2X32, XB, SCAPC, SHORT OUTPUT | PCE | 1 | 3030
CCH-UMB-6CZ6C21232 | CCH, G3, 2X32, XB, SCAPC | PCE | 1 | 3030
CCF-CML-96EDGE | ASSY, EMF-EDGE L-HAND | PCE | 1 | 455.52
CCF-CMR-96EDGE | ASSY, EMF-EDGE R-HAND | PCE | 1 | 465
OTM-01U-12R-123C | RACK MOUNT WITH OPTITIP MODULE, SCUPC | PCE | 1 | 1051.72
WMB4CC6CA6C11232 | LS, CONN, 2X32, XB, SCAPC | PCE | 1 | 2938.58
000212RC725003M | 12F LTRR LCUPC/XXX 3M | PCE | 1 | 288.6
LDS-CP1P-E6 | PANEL, LDS RECESSED, 6 SC 50um SX+ | PCE | 1 | 66.76
FDH-LSSKRT-06-ALM | LS 6IN SKIRT FOR 144/288/432 LS CAB-ALM | PCE | 1 | 428
CMR12M12-A9-1RH000 | RD,MOD,STD,12F,LCDUP,CER,SM,1M,RIB LT PT | PCE | 1 | 648.28
CCR72M12-A9-1RH000 | RH STB HSG W/72 LC UPC CER, 1MT MIC 900 | PCE | 1 | 4098
LDC-CP1P-06A9 | LDC PANEL W/3 DUP LC SLVS, SM | PCE | 1 | 77.62
CCFL7216-6C-C7001C | LH STUB 72F SCAPC CER 16M RIBN RISR | PCE | 1 | 4989.6
CCFR7216-6C-C7001B | RH STUB 72F SCAPC CER 16M RIBN RISR | PCE | 1 | 4989.6
CCL72M12-3C-1RJ000 | LH STUB HSG 72F SCUPC SM,1 MT RIBN PGTL | PCE | 1 | 3403.42
ECL-C4U-E459 | CONNECTOR HSG1, ECL, 144 SCUPC DUP CER | PCE | 1 | 1772.06
LDC-CMH-024 | LDC-CMH-024, 24F, CONN PANEL | PCE | 1 | 389.76
LDC-CMH-072 | CONN MOD HOUSING FOR LDC | PCE | 1 | 584.62
LDC-CMH-723C | LDC CON MOD HSG W/12 SC CER 6F PNLS | PCE | 1 | 1461.54
LDC-CP1P-123C | 12F LDC PANEL W/1MM SCUPC | PCE | 1 | 130.56
LDC-CP1P-15T | LDC PNL W/6 STMM SLV, THREADED | PCE | 1 | 51.96
LDC-CP1P-39 | LDC PNL W/6 SC MM SLVS | PCE | 1 | 66.78
LDC-CP1P-3C | LDC PNL W/6 SC CER SLVS, | PCE | 1 | 73.4
LDC-CP1P-6C | LDC PNL W/6 SCAPC CER SLVS | PCE | 1 | 84.76
LDC-SMH | LDC 72F SPLC MODULE HSNG | PCE | 1 | 584.62
LDC-SMH-07 | LDC SPLC HSG, 7", ACCEPTS 2 TRAY ASSY | PCE | 1 | 584.62
LDS-CMH-723C | LDS CON MOD HSG W/12 SCSPC CER 6F PNLS | PCE | 1 | 1418.94
LDS-CP1P-3C | PANEL, LDS RECESSED, 6 SC | PCE | 1 | 73.4
LHS-CMH-E43C | LHS HOUSING, 9", W/ 144 CER SC SLVS | PCE | 1 | 2211.94
LHS-CP1P-3C | LHS 12F CER SC PANEL W/ SLVS | PCE | 1 | 128.6
LTS-CMH-M63C | 216F, LTS-CMH | PCE | 1 | 2793.72
MDU1292126C-C4CG2P | MDUPW/12 SCAPC&PGTL & 1 TRYS & 300' RSTB | PCE | 1 | 998.18
MDU12F3126C-C4CG2P | MDUPW/12 SCAPC&PGTL & 1 TRYS & 500' RSTB | PCE | 1 | 1135.24
MDU12W5126C-C4CG2P | MDUPW/12 SCAPC&PGTL & 1 TRYS & 1000'RSTB | PCE | 1 | 1476.78
MDU2492246C-C4CG2P | MDUPW/24 SCAPC&PGTL & 2 TRYS & 300' RSTB | PCE | 1 | 1520.98
MDU48W5486C-C4CG2P | MDUPW/48 SCAPC&PGTL & 4 TRYS & 1000'RSTB | PCE | 1 | 3384.5
OCC-031 | OUTDOOR CROSS CONNECT, 31" RACK HGT | PCE | 1 | 3581.26
OCC-031-G | OUTDOOR X-CONNECT, 31" RACK HGT, PAD MNT | PCE | 1 | 4104.8
OCC-051 | OUTDOOR CROSS CONNECT, 51 RACK HGT | PCE | 1 | 3935.76
OCC-051-G | OUTDOOR X-CONNECT, 51" RACK HGT, PAD MNT | PCE | 1 | 5001.4
OCC-080-G | OUTDOOR X-CONNECT, 80" RACK HGT | PCE | 1 | 7796.9
OSE-288 | OPTICAL SPLICE ENCLOSURE, 288F | PCE | 1 | 2981.06
OSE-A288 | OPTICAL SPLICE ENCLOSURE | PCE | 1 | 1940.54
OSE-A288-01 | OSE-A288 W/5 UST-024, WRKSHLF, T-SLOT | PCE | 1 | 3148.46
OSE-HD0-00-1 | OSE HD, .5" STKR, STD | PCE | 1 | 2338.04
OSE-HD0-W0-1 | OSE HD, .5" STKR, WS, STD | PCE | 1 | 2603.78
OSE-HD0-W0-1-L | OSE HD, .5" STKR, WS, STD, LK | PCE | 1 | 2531.62
OSE-HD0-WT-1 | OSE HD, .5" STKR, WS, TS, STD | PCE | 1 | 2649.42
OSE-LD0-00-1 | OSE LD, .5" STKR, STD | PCE | 1 | 2191.84
OSE-LD0-W0-1 | OSE LD, .5" STKR, WS, STD | PCE | 1 | 2057.44
KIT-FSS-SH1 | KIT, SPLICE HOUSING, SLACK STORAGE | PCE | 24 | 41.02
ECL-UMB-MOD | ASSY, FINAL, MODULE, ECL, 1X32 | PCE | 1 | 46.3
ECL-W3P | WALL MNT, ECLIPSE, W3P | PCE | 1 | 402.74
ECL-W3P-L | WALL MNT, ECLIPSE, PROVIDER LOCK, W3P | PCE | 1 | 416.08
FDC-001 | FDC 144F CON & SPL | PCE | 1 | 1775.68
FDC-002 | FIBER DIST CTR, 72 CAP | PCE | 1 | 1236.28
FDC-002-F | FIBER DIST CTR, 72 CAP F/FLOK | PCE | 1 | 1207.52
FDC-005-F | FDC CON/SPL 2 TR HSG, 5.25" | PCE | 1 | 435.42
FDC-CMH-024 | FDC-24F CONN HSG, 5.25 IN. | PCE | 1 | 548.12
FDC-CMH-072 | FDC CON MODULE HOUSING | PCE | 1 | 813.94
FDC-CMH-096 | FDC HOUSING 96F CAP | PCE | 1 | 871.18
FDC-CMH-7219 | FDC CMH W/12 ST 6F PANELS | PCE | 1 | 1383.34
FDC-CP1P-12-91 | FDC, PANEL WITH 6 SCUPC DUPLEX 62.5 | PCE | 2 | 96.84
FDC-CP1P-12-15 | FDC CON PNL W/12 ST SLV | PCE | 2 | 91.64
FDC-CP1P-12-3C | FDC CON PNL W/12 SC CER SLEEVES | PCE | 2 | 143.26
FDC-CP8P-08-19 | FDC PNL W/8 ST SLVS INSTL | PCE | 2 | 81.92
FDC-CP8P-08-59 | FDC PNL W/4 DUP/SC SM SLVS INSTL | PCE | 2 | 91.3
FDH-G3-POLKIT-LMB1 | FDH, LADDER MOUNT BRACKET | PCE | 1 | 1412.4
FDH-G3-POLKIT-SMB1 | FDH GEN3 SIDE POLE MNT BKT, ALMOND | PCE | 1 | 494.98
FDH-G3SKRT-12-ALM | SKIRT 12" FDH GEN III, ALMOND | PCE | 1 | 428
FDI-SPLICE-TRAY | SPLICE TRAY, FDI | PCE | 1 | 108.6
FDM06P06-15-3KH000 | CON MOD W/6 STPC MM & 3M PGTLS 62.5MM | PCE | 1 | 277.06
FDM06P06-19-3RH000 | CON MOD W/6 STUPC & 3M PGTLS. | PCE | 1 | 323.16
FDM06P06-3C-3RH000 | CON MOD W/6 SCUPC & 3M PGTLS. | PCE | 1 | 322.32
FDM06P06-6C-3RH000 | CON MOD W/6 SCAPC & PGTLS. | PCE | 1 | 346.32
FDM12P12-19-3RH000 | CON MOD W/12 STUPC & 3M PGTLS. | PCE | 1 | 636.36
FNI-79-MCSPLC-A | FNI-7900 MEDIA NID 1211 | PCE | 4 | 163.74
FNI-NG2-UUU10 | OPTIWAY NID, NG2, EMPTY HOUSING, KS | PCE | 10 | 48.16
FNI-ST-4HS | ASSY,.35 4 SPLICE FIBER NID TRAY | PCE | 30 | 37.12
HDF-CBL-GUARD | HDF CABLE GUARDS | PCE | 1 | 509.54
HDF-ER-7-Z4-SP | EQUIP RACK, HDF, Z4, PIPE ANG, 7FT, PLAT | PCE | 1 | 4483.82
HDF-H11-5C | HDF SNGLE SHLF HSG W/24 SCUPC PGTL & UST | PCE | 1 | 1789.02
HDF-IBU-7 | HDF INTERBAY STORAGE UNIT | PCE | 1 | 598.86
IFM-7-SP | INTERBAY FIBER MANANGER, 7', SPRINT | PCE | 1 | 3357.4
IFM-8-SP | INTERBAY FIBER MANAGER, 8' SPRINT | PCE | 1 | 4109.34
OSE-ST-3-TQ | SPLICE TRAY,HSMF,OSE | PCE | 1 | 82.96
UDF-ECO-07-075 | ENDCAP, UDF, 7', WRINKLE BLACK | PCE | 1 | 676.1
FDC-CP1P-12-E4 | FDC CON PNL, W/6 LC DUP SX+ | PCE | 2 | 129.36
FDH-G3SKRT-06-ALM | SKIRT 6" STACKABLE, GEN III, ALMOND | PCE | 1 | 321
MDU4831486C-U4CG2P | MDUPW/48 SCAPC&PGTL & 4 TRYS & 100' STB | PCE | 1 | 2279.44
OSE-LD0-WT-1-L | OSE LD, .5" STKR, WS, TS, STD, LK | PCE | 1 | 2353.94
005812SMG02003M | 12F ULT RIB SCUPC/XXX 3M | PCE | 1 | 131.64
UMB1CC6C36C31132 | G1 CONN, 1X32, XB, SCAPC | PCE | 1 | 1768
WMB4CC6CA6C12116 | LS, CONN, 2-1X16, XB, SCAPC! | PCE | 1 | 1768
FDC-CP1P-06-6C | FDC CON PNL W/6 SCAPC CER SLVS | PCE | 2 | 95.26
UAB1CC6CZ6C21132 | USM,2MM,BOF,2M,1X32 SPLTR,SCAPC,LCPE | PCE | 1 | 1768
ECL-CP12-A8 | 12F, PANEL, DUP LC, BEIGE | PCE | 1 | 122.52
FDC-CP1P-06-3C | FDC CON PNL W/6 SCUPC CER SLVS | PCE | 2 | 84.22
USB1CC6CZ6C22014 | G3, CONN, 2-1X4, XB, SCAPC, 2M, SLIM | PCE | 1 | 958.22
USB1CC6CZ6C22018 | G3,CONN, 2-1X8, XB, SCAPC, 2M, SLIM | PCE | 1 | 1120
FDC-CP1P-12-A7 | FDC PANEL W/6 LC DUP MM 62.5 | PCE | 2 | 132.64
ULM-KIT-1UU11 | KIT, ADD-A-LINE, ULM, GAS TUBE | PCE | 100 | 15.54
UNI-ADP-C | KIT, ADAPTER, LINE MODULE, CAC 7600 | PCE | 1000 | 2.26
CCF-IBD-T3 | ASSY,IBD W/3.5 INCH TROUGH,CCF | PCE | 1 | 1476.92
KRE8A | QRE8A Retainer - Light Blue | PCE | 10 | 18.58
UDF-ERO-19E-07-075 | EQUIP RACK, 7FT, UDF, EIA, 19IN, WRK BLA | PCE | 1 | 1145.66
WMB4CC6CA6C11164 | LS, CONN, 1X64, XB, SCAPC | PCE | 1 | 3677.44
025802G91V2001M | 2F XBDFX LCUPC/SCUPC 1M | PCE | 1 | 32.54
GROUND-KIT-1 | KIT, GROUND BAR, WDC | PCE | 1 | 46.32
MDU0492326C-UF00A1 | MDU, SPLT 1X32, SCAPC, 4F FREEDM/300FT | PCE | 1 | 3966.3
MDU04F3326C-UF00A1 | MDU, SPLT 1X32, SCAPC, 4F FREEDM/500FT | PCE | 1 | 4232.74
LS-MTNG-KIT-POLE | LS POLE MOUNTING KIT, ALMOND | PCE | 1 | 489.84
CCFL7231-3C-C7001C | LH STB HSG W/72 SCUPC CER 31M RIBBON RIS | PCE | 1 | 4957.7
UNI-3006-13U1 | UNID, 3006, 1 LN, HYBRID, HEX | PCE | 10 | 39.14
FNI-NG-GRMT | KIT, UNIV. GROMMENT, FNI-NG | PCE | 100 | 5.4
FDC-CP1P-06-19 | FDC CON PNL W/6 ST SM SLV | PCE | 2 | 65.9
MDU0000066C-AACG2P | MDU, 06F SCAPC, RIBBON, STUBLESS | PCE | 1 | 604.8
CH-900-12KIT | 12PK-1F SCUPC/XXX 3M DIFFERENT COLOR | PCE | 1 | 75.5
OSE-HD2-00-1 | OSE HD, .2" STKR, STD | PCE | 1 | 1906.02
FDC-CP1P-12-59 | FDC CON PNL W/6 SCUPC DUPLEX SM | PCE | 2 | 126.74
OSE-LD0-W0-1-L | OSE LD, .5" STKR, WS, STD, LK | PCE | 1 | 2150.06
OSE-LD0-WT-1 | OSE LD, .5" STKR, WS, TS, STD | PCE | 1 | 2261.32
P0628339 | TRAY COVER 12" | PCE | 1 | 7.54
P0707979 | FMS SERVICE BRACKET | PCE | 1 | 142.72
P0731529 | FMS SPLICE INSERT (6) POSITION | PCE | 20 | 5.94
PAD-OCC-01 | PAD MOUNT FRAME, OCC, SINGLE RACK | PCE | 1 | 653.54
PAD-OCC-02 | PAD MOUNT FRAME, OCC, DOUBLE RACK | PCE | 1 | 436.14
PAD-OCC-CSS-01 | PAD MT FRAME W/SLACK STRGE,OCC SNGL RACK | PCE | 1 | 1332.64
PAD-OCC-EXT-01 | BASE EXTENSION, 031-G/051-G | PCE | 1 | 430.9
PAD-OCC-EXT-02 | BASE EXTENSION, OCC-080-G | PCE | 1 | 577.42
QFMABK1A | EARTHQUAKE ANCHOR BOLT KIT, 4 BOLTS | PCE | 1 | 613.94
QFMLS-TT5C | FMS LEFT STD MOD, 12 SCUPC CER/12 PGTLS | PCE | 1 | 593.64
QFMQNC12Q | SPLICE ORGANIZER TRAY 12" | PCE | 1 | 47.96
RBN-STRN-RLF-12 | STRAIN RELIEF KIT F/12F RIBBON IN TRAYS | PCE | 50 | 9.68
RCS-012 | REMOTE CABINET SHELF, 2 PNL | PCE | 1 | 333.92
TMOXS37A | MOXS PROBE | PCE | 5 | 83.28
UDF-BAY-23E-07-075 | 7FT UDF BAY, WRINKLE BLACK, LDB | PCE | 1 | 1978.12
UDF-EC-7 | ENDCAP, UDF, 7', PLATINUM | PCE | 1 | 535.06
UDF-IBS-07-075 | INTERBAY STORAGE UNIT, W/JT, UDF, WRK BL | PCE | 1 | 581.42
ULM-KIT-3UU11 | KIT, ADD-A-LINE, ULM, HYBRID | PCE | 100 | 16.02
UMB1CC6CZ6C21232 | USM,2MM BOF,2M,2X32 SPLITTER | PCE | 1 | 2825.56
UMB1CC6CZ6C22116 | USM-2MM BOF,2M,2-1/16 SPLITTER! | PCE | 1 | 1700
USP-123-3 | USP, UNIVERSAL STATION PROTECTOR, HYBRID | PCE | 100 | 9.62
WBM-012-123C | REDUCED WBT, W/12 SC CER | PCE | 1 | 332.66
WDC-002 | WALLMOUNT DIST CNTR, 1 DR | PCE | 1 | 441.84
WMB4CC6CA6C11132 | ASSY,1X32 SPLTR MOD,SCAPC,GEN IV! | PCE | 1 | 1838.72
WSB-48FI | WALL-MNT SPLICE BOX, 48 FIBER | PCE | 1 | 237.9
WSC-001 | WALLMOUNT SPLICE CENTER W/8 (.2) STKR | PCE | 1 | 311.44
OCC-PORT-KIT | KIT, PANEL DROP IN W/FITTINGS | PCE | 1 | 356.22
ULM-AUX-UUU1 | ULM AUX BRDGKIT NO1/2R 7600ADP R&G WIRES | PCE | 100 | 8.28
FDC-CP1P-06-A9 | FDC CON PNL W/3 SM ADAPTERS | PCE | 2 | 83.28
MLS1AAB30B301132 | EMF LC APC LEFT HND MODULE,SM CM,1X32 | PCE | 1 | 2431.02
MRS1AAB30B301132 | EMF LC APC RIGHT HND MODULE,SM CM,1X32 | PCE | 1 | 2431.02
CFS1TT0010011018 | CPLR CASS,1X8,1M BARE IN/OUT,WB | PCE | 1 | 538
JMWPS1000BB0007700 | Indoor CE (SILCP),JMWPS1000BB0007700 | PCE | 1 | 4634.12
VUPPS70-1UC231UC00 | LS 576 ALM, POLE, 72F 31M, NO SPLT | PCE | 1 | 20051.66
SCRN-310-0205 | SCRN-310-0205 | PCE | 1 | 5635
HR0018H4C04U820550F-PK | 4F PDAS LCADUP/XXXXX 550F | PCE | 1 | 1683.54
HR1818G6C06U820N60F-PK | 6F PDAS LCADUP/LCADUP 2260F | PCE | 1 | 7474.56
SCRN-220-020412 | SCRN-220-020412 | PCE | 1 | 5405
SCRN-220-020412-EQ | SCRN-220-020412-EQ | PCE | 1 | 5715.5
SCSN-9000-1 | SCSN-9000-1 | PCE | 1 | 15525
SCSN-9000-2 | SCSN-9000-2 | PCE | 1 | 21850
CADS10TS1U4231U42A | CLCP 144F ALM 12F FEED SCAPC LT 31M | PCE | 1 | 10948.9
004401G4131002M | 1F 900UM ULTRA SCAPC/XXXXX 2M | PCE | 1 | 9.76
HR1818K6C06U820F90F-PK | 6F ULT P LCADUP/LCADUP 1590F | PCE | 1 | 3324.44
CTX24A9-892RRU | CTX MODULE,MTP,FRNT RGT,24F,LC UPC, UNIV | PCE | 1 | 1488.72
HR1818K6C06U820260F-PN | 6F ULT P LCADUP/LCADUP 260F | PCE | 1 | 1053.62
OSE-UD0-00-3 | OSE UD, .5" STKR, UD ENTRY | PCE | 1 | 2347.72
OSE-UD0-00-3-L | OSE UD, .5" STKR, UD ENTRY, LK | PCE | 1 | 2441.64
OSE-UD0-W0-3-L | OSE UD, .5" STKR, WS, UD ENTRY, LK | PCE | 1 | 2582.5
OSE-CBL-L1 | UD OSE, STRN RELIEF KIT .75IN HS OD | PCE | 1 | 38.62
HR0018H4C04U820150F-PK | 4F PDAS LCADUP/XXXXX 150F | PCE | 1 | 739.82
CTX24B3-E73RRR | CTX MODULE, MTP, FRNT RGT, 24F LCAPC | PCE | 1 | 2240.14
181802G9120001M | 2F SM ULT DFX R LCADUP/LCADUP 1M | PCE | 1 | 38.26
041802G9120001M | 2F SM ULT DFX R LCUDUP/LCADUP 1M | PCE | 1 | 34.8
FNI-NG-SPLCTR-05 | KIT, FNI-NG, SPLICE TRAY, CONN, BLANK | PCE | 25 | 16.74
047802GD820003F | 2F ULTRA DFX 250 P LCUDUP/LCUDUPU 3F | PCE | 1 | 40.16
SCRN-310-0205-E | SCRN-310-0205-E | PCE | 1 | 6612.5
SCRN-310-0413-2XL | SCRN-310-0413-2XL | PCE | 1 | 5635
SCRN-310-0413-E-2XL | SCRN-310-0413-E-2XL | PCE | 1 | 6612.5
SCRN-220-020413 | SCRN-220-020413 | PCE | 1 | 5405
SCRN-220-020413-EQ | SCRN-220-020413-EQ | PCE | 1 | 5715.5
CTXCMA00-B3-SPT102 | CENTRIX CASSETTE W/SPLTR, LCAPC, 12-1X2 | PCE | 1 | 5446.98
CTXCXS36 | CTX SPLICE THROUGH RIBBON CASSETTE 36F | PCE | 1 | 178.52
CTX-KIT-RPS | CTX HSG, REAR PROTECTIVE SHELF | PCE | 1 | 39.94
FTH-602-A1100 | HSG, FTH-602, 1 SCAPC, GP, HEX, STD | PCE | 10 | 30.32
HR0018GMC12U820100F-PK | 12F PDAS LCADUP/XXXXX 100F | PCE | 1 | 1223.7
HR0018K2C02U820125F-NN | 2F PDAS LCADUP/XXXXX 125F | PCE | 1 | 344.52
SWT4-1-04000-SF00W-S | SWT WHITE,1xLCUPC, NO PGTL, SNGL | PCE | 1 | 30.58
057902QD120001M | 2F OM4 DFX R LCDUP/LCDUPU 1M | PCE | 1 | 45.2
CTXCMA00-6C-SP8102 | CENTRIX CASSETTE W/SPLTR, SCAPC, 8-1X2 | PCE | 1 | 2482.88
LPT-DSGR00006C-F | LPT STBLES, 1x8 SPLT, OTAP FEDR, SCA | PCE | 1 | 1312.64
LDC-CP1P-1291 | LDC PNL, 12F SC DUP OM1 62.5um MM | PCE | 1 | 85.66
HR0018K6C06U820110F-PK | 6F PDAS LCADUP/XXXX 110F | PCE | 1 | 628.56
617802GD120001M | 2F ULT DFX 250 R STUPC/LCUDUPU 1M | PCE | 1 | 31.18
CCFLE4A0-A9-C7001C | EMF LH STUB 144F LC DUP SM 100M RIS RIB | PCE | 1 | 12074.04
HR1818H4C04U820010F-PK | 4F PDAS LCADUP/LCADUP 10F | PCE | 1 | 538.26
LPT0461046C-B4M12Q | LPT 4 PORT, 200FT SCAPC M1 OPTITIP SST | PCE | 1 | 799.64
LPT0661066C-B4M12Q | LPT 6 PORT 200F SCAPC M1OPTITIP SST FLAT | PCE | 1 | 880.26
LPT12F3126C-B1M12Q | LPT 12 PORT 500F SCAPC M1OPTITIP SST TON | PCE | 1 | 1182.9
CTXCMA00-6C-SP4104 | CTX CAS W/SPLTR, SCAPC, 4-1X4 | PCE | 1 | 1798.24
MDU0000046C-0000H1 | MDU, 4 PORT, STUBLESS, 1- 1x4 SPLT | PCE | 1 | 977.1
HR0018H4C04U820250F-PK | 4F PDAS LCADUP/XXXXX 250F | PCE | 1 | 975.74
000201G4131003M | 1F 900UM ULT LCUPC/XXXXX 3M | PCE | 1 | 7.44
047802GD120001M | 2F ULT DFX250 R LCUDUP/LCUDUPU 1M | PCE | 1 | 40.16
HR1818H4C04U820100F-PK | 4F PULT LCADUP/LCADUP 100F | PCE | 1 | 750.58
HR1818H4C04U820200F-PK | 4F PULT LCADUP/LCADUP 200F | PCE | 1 | 986.5
727202G5131003M | 2F ULTRA ZIP R SCUDUP/SCUDUP 3M | PCE | 1 | 30.98
OSE-LD0-00-12-L | OSE LD, .5" STKR, STD-MSPN, LK | PCE | 1 | 2218.24
HR0018G6C06U820500F-PK | 6F PDAS LCADUP/XXXXX 500F | PCE | 1 | 2035.28
HR0018G6C06U820B00F-PK | 6F PDAS LCADUP/XXXXX 1100F | PCE | 1 | 3846.22
HR0066H4C04U820075F-PK | 4F PDAS SCADUP/XXXXX 75F | PCE | 1 | 553.4
HR0066H4C04U820200F-PK | 4F PDAS SCADUP/XXXXX 200F | PCE | 1 | 848.32
HR0066K2C02U820300F-PK | 2F PDAS SCADUP/XXXXX 300F | PCE | 1 | 665.26
HR0066K2C02U820400F-PK | 2F PDAS SCADUP/XXXXX 400F | PCE | 1 | 781.4
ECL-C4U-723C | ECL-C4U HSG, 72F, SC UPC SM | PCE | 1 | 1300.32
HR1818K4C04U820430F-PK | 4F PULT LCADUP/LCADUP 430F | PCE | 1 | 1065.64
727202G5131001M | 2F ULTRA ZIP R SCUDUP/SCUDUP 1M | PCE | 1 | 29.88
SWT4-4-04000-SF00W | SWT WHITE 2XLC UPC, BP20 | PCE | 1 | 461
224401G3816002M | 1F ULTRA P 1.6 LCAPC/SCAPC 2M | PCE | 1 | 18.88
727202G5131005M | 2F ULTRA ZIP R SCUDUP/SCUDUP 5M | PCE | 1 | 32.08
ALPTSR000000000000 | FDH-M, POLE MNT, ALMOND, RACK | PCE | 1 | 4700.52
727202G5131002M | 2F ULTRA ZIP R SCUDUP/SCUDUP 2M | PCE | 1 | 30.44
1LAN-SDAN-PWRSUP2 | POWER SUPPLY, SDAN | PCE | 1 | 79.68
FTH-NG1-GUU00 | HSG, FTH-NG, 6 SCUPC, HEX, STD | PCE | 10 | 97.06
FDC-CP8P-12-56 | FDC PNL, 7.5", 12F SC MM OM1 62.5 | PCE | 1 | 106.24
HR0018HMC12U820375F-PK | 12F PULTRA LCADUP/XXXXX 375F | PCE | 1 | 2193.44
DAWPS4000BB000BB00 | LS ALM 432 SCAPC 48F FEED NO PASSTHRU | PCE | 1 | 16649.18
LPT-DS6C00006C-F00 | LPT STBLES, 1x8 SPLT, SCA In, SCA OUT | PCE | 1 | 898.32
LPT-DS6C00006C-H00 | LPT STBLES, 1x4 SPLT, SCA In, SCA OUT | PCE | 1 | 817.46
CX2E43536A9-C4001B | CTX STB HSNG W/4 36F CASS,LCUPC, 35M | PCE | 1 | 5987.94
050502V5820003M | 2F OM5 ZIP P LCDUP/LCDUP 3M | PCE | 117 | 47.48
HR0018H4C06U820F00F-PK | 6F PDAS LCADUP/XXXXX 1500F | PCE | 1 | 4169.84
720-3030-0110B | STMM128UM 2MM BK RBR BT BK C B | PCE | 100 | 1.7
721-2230-5880B | LCSM126UM DX3MM WT RB BT BL H WT C B | PCE | 100 | 4.32
721-2530-5580B | LCSM126UM DX1PC CP3MM BL RB BT BL H WT C | PCE | 100 | 3.72
721-3110-7880B | LCMM127UM SX900UM WT BT BG H WT C B | PCE | 100 | 1.7
721-3220-7880B | LCMM127UM DX2MM WT RB BT BG H WT C B | PCE | 100 | 3.2
721-3510-7880B | LCMM127UM DX1PCP900UM WT RB BT BG H WT C | PCE | 100 | 3.3
721-3530-7880B | LCMM127UM DX1PCP3MM WT RB BT BG H WT C | PCE | 100 | 3.3
728-2140-5800B | SCSM126UM SX3MM WT RB BT BL H CLR C B | PCE | 100 | 2.78
740-0041-001-B | STADT THD CMS B | PCE | 100 | 2.58
740-0123-006-B | LCAPC QD ADT CMS SC CTU FLANGE B | PCE | 100 | 6
SCRN-320-0446-EQ | SCRN-320-0446-EQ | PCE | 1 | 4970
SCRN-320-0246 | SCRN-320-0246 | PCE | 1 | 5405
SCRN-320-0246-EQ | SCRN-320-0246: B2 LTE-L+LTE-U, Ext Ant | PCE | 1 | 4970
SCRN-330-4148 | Finished Goods, SCRN-330-4148, B41/B48 | PCE | 1 | 5405
SCRN-330-4148-EQ | SCRN-330-4148-EQ | PCE | 1 | 5715.5
SCRN-ACC-RMB | SCRN-ACC-RMB | PCE | 1 | 90
SCRN-ACC-RAIL | SCRN-ACC-RAIL | PCE | 1 | 186
000412RC736003M | 12F SM RIB R LCUDUP/XXXX 3M | PCE | 117 | 134.54
SAPP461UC2D61UCS2A | GEN3 432F POLE ALM, ALT 216F/2DIS, 61M | PCE | 1 | 19300.36
80611333800 | SM-POE-10-IV ONEPASS SURFACE MOUNT IVORY | PCE | 60 | 15.26
80609100047 | E-9Y CRIMPING TOOL | PCE | 10 | 41.94
80611311327 | 4045-K2/36/FL/NXG MS2 W/4036-25 CRMPR | PCE | 1 | 13381.68
80610027536 | 4068 WIRE SPOOL 800 FT 0.5MM 24 AWG | PCE | 1 | 340.02
80610117154 | 4047W PAIR TEST PLUG ASSY | PCE | 1 | 151.14
1LAN-SDAN-SMCRD | 8293 SURFACE MOUNT CRADLE | PCE | 1 | 38.4
HR0018K2C02U820050F-NN | 2F PDAS LCADUP/XXXXX 50F | PCE | 1 | 257.42
040402U5120001M | 2F SM ZBL ZIP R LCUDUP/LCUDUP 1M | PCE | 610 | 27.82
255760003 | 255760003-TERMINAL BLOCK BODY 2 POLE WI# | PCE | 100 | 2
PSM-I | Power Supply module, 2 channel | PCE | 1 | 210.9
AK-SW-PROG-HX-OTDR | AK-SW-PROG-HX-OTDR | PCE | 1 | 220
AK-SW-PROG-RIU12 | AK-SW-PROG-RIU12 | PCE | 1 | 153
1LAN-SDAN-7290 | SW DEF (ONT) , 4GE POE (4 PORT) | PCE | 1 | 600.58
1LAN-SDAN-7291 | SW-DEF ONT,4 GPON/AE PORT + 2 POTS | PCE | 1 | 625.26
1LAN-SFP-1GCU | COPPER ETHERNET SFPS (1G) | PCE | 1 | 286.58
1LAN-SFP-4305BC | BI-DI SFP; 1490TX/1310RX | PCE | 1 | 113.3
1LAN-SDAN-8293 | SW DEF (ONT), 1P+3GE POE | PCE | 1 | 407.24
1LAN-SDAN-DIN1063 | ONT DIN WALL MOUNT(DIN BLADE) | PCE | 1 | 56.36
1LAN-SDAN-DIN1160 | EN 50022 – 35 × 7.5 (1M) (DIN RAIL) | PCE | 1 | 33.4
1LAN-SDAN-FST0004 | FIBER SLACK TRAY | PCE | 1 | 20.48
1LAN-SDDP-48P | SOFTWARE-DEFINED DATA PLANE - 48-PORT | PCE | 1 | 9146.4
1LAN-SFP-MMF15429 | MMF SFPS (1G) TOR AGGREGATION SWITCHES | PCE | 1 | 26.14
1LAN-SFP-3405BC | BI-DI SFP; 1310TX/1490RX | PCE | 1 | 76.28
1LAN-D600-SBFJ2-WH | SURFACE MOUNT KEYSTONES,2-PORT(EXTENDED) | PCE | 1 | 7.6
1LAN-SFP-1GB-LXLH | 1G SFP TRX,1000BASE-LXLH,SMF,1310NM,10KM | PCE | 1 | 39.22
1LAN-OA-UPC | UPC OPTICAL ATTENUATOR | PCE | 10 | 12.2
1LAN-SFP-0035 | SFP XPON 2.5 GE 20 KM, TX/RX | PCE | 1 | 322.46
1LAN-D606K-BL | CAT6 Keystone Adapter, Blue | PCE | 1 | 8.46
1LAN-D600-SB6A-WH | SURFACE MOUNT BOX FOR KEYSTONES, 6-PORT | PCE | 1 | 8.26
1LAN-D600-BLA-WH | Blank Ins Module, Solid (100‐ct.) 1 Bag | PCE | 1 | 24.4
1LAN-DCCS-6C | SC/APC KEYSTONE ADAPTER | PCE | 1 | 9.74
1LAN-DCCS-B3 | LC/APC KEYSTONE ADAPTER | PCE | 1 | 9.74
1LAN-D600-P1-WH | Classic Wallplate, Single‐Gang, 1‐Port | PCE | 1 | 2.32
1LAN-D600-CCP2-WH | POWER KEYSTONE ADAPTER (CONNECTOR STYLE) | PCE | 6 | 5.3
1LAN-D920CC-6 | KEYSTONE CCH PANEL | PCE | 1 | 29.28
1LAN-PAAS-PP | License per port PAAS | PCE | 1 | 128.98
1LAN-PAAS-PP-AO | License per port PAAS Premium Add On | PCE | 1 | 45.32
1LAN-QSFPP-40GB-LR | QSFP+ TRX CWDM 4X10G 10KM | PCE | 1 | 1660.22
1LAN-RECUR-PP | License per port Recurring | PCE | 1 | 42.56
1LAN-RECUR-PP-AO | License / port Recurring Premium Add On | PCE | 1 | 14.96
057902QD820001M | 2F OM4 DFX 250 P LCDUP/LCDUPU 1M | PCE | 1 | 45.32
CTXA908BJYZZUN | CENTRIX CASS,8 CH MUX OR DEMUX,1470-1610 | PCE | 1 | 2325.84
FDHM-24-6C2RJ000 | CENTRIX CASS W/PTL, 24F SCAPC OS2 RIB | PCE | 1 | 1100.02
HR0018HMC12U820500F-PK | 12F PULT LCADUP/XXX 500F | PCE | 1 | 2814.44
HR0018KMC12U820080F-PK | 12F PULT LCADUP/XXX 80F | PCE | 1 | 843.94
047802GD120003M | 2F ULT DFX LCUDUP/LCUDUPU 3M | PCE | 1 | 45.62
047802GD120002M | 2F ULT DFX LCUDUP/LCUDUPU 2M | PCE | 1 | 44.9
ALPTS000000000000 | FDH-M, POLE MNT, ALMOND | PCE | 1 | 4994.96
CTX-KIT-S2U-23 | KIT, CTX, 23 INCH MTG, 2U / 4U HSG | PCE | 1 | 51.56
CTX-PK-FA | CENTRIX FRAME ISOLATION PAD, FRONT ACCES | PCE | 1 | 241.78
CCHSPLYL6CD6CE1232 | CCH SPLT,25"SCAPC I/32"SCAPC O,1-2X32,YL | PCE | 1 | 2120
047802GD120005M | 2F ULT DFX LCUDUP/LCUDUPU 5M | PCE | 1 | 47.1
CTX-KIT-SR-SA-UCC | CTX HSG, STRAIN RELIEF, REAR, UCC | PCE | 1 | 51.88
FDHM-CBLENTRY-L | CABLE ENTRY KIT, LARGE CABLES | PCE | 1 | 331.7
LDC-CP1P-12B3 | LDC W/6 LC APC DUP SM UPC CER | PCE | 2 | 163.46
FDC-CP8P-12-3C | FDC PANEL W/12 SC UPC SM SLVS | PCE | 1 | 140.16
001812SMR02003M | 12F RIB LCADUP/XXX 3M | PCE | 1 | 137.76
FDHM-POLKIT-L-A | FDH-M POLE MOUNTING KIT, ALMOND | PCE | 1 | 965.16
HR1818HMC12U820240F-PK | 12F PULT LCADUP/LCADUP 240F | PCE | 1 | 2021.58
030301T21RF002M | 1F UBEND2.0SX+ LCPC/LCPC 2M-REF | PCE | 1 | 15.82
VUPPS70-1U4275Q42A | FDH 576 SM APC ALM 72FD 31M RIB 1X32 | PCE | 1 | 25738.18
057902TD120003M | 2F DFX 250 OM3 R LCDUP/LCDUPU 3M | PCE | 1 | 52.14
057902QD120003M | 2F OM4 DFX R LCDUP/LCDUPU 3M | PCE | 1 | 48.26
057902QD120005M | 2F OM4 DFX R LCDUP/LCDUPU 5M | PCE | 1 | 51.34
HR1818K4C04U820120F-PK | 4F PZBL LCADUP/LCADUP 120F | PCE | 1 | 668.42
CTXCMA00-B3-SP2116 | CTX CAS W/SPLTR, LCAPC, 2-1X16 | PCE | 1 | 1882.58
CCH-UMB-6CD6CE1018 | CCH, G3, 1X8, XB, SCAPC, SHORT OUTPUT | PCE | 1 | 600
MDU0431086C-UF00F1 | MDU,SP 1X8 SLIM, SCAPC, 4F FREEDM/31M | PCE | 1 | 1367.24
VUAPS70T1UC231UC00 | LS,576,ALM,PAD,ALT 72F/576D, 31M | PCE | 1 | 20372.66
OSE-HD4-00-1-L | OSE HD, .4" STKR, STD, LK | PCE | 1 | 2034.6
WMR4CC6CA6C11164 | WMR4CC6CA6C11164 1x64 Splitter | PCE | 1 | 1160
CCHSPLYL22D22E1132 | CCH SPLT,25"LCAPC I/32"LCAPC O,1-1X32,YL | PCE | 1 | 1773.26
HR001800N24G820100F-PK | 24F PDAS LCADUP/XXXX 100F | PCE | 1 | 1292.56
LPT1261126C-B4M12Q | LP FDT,12 PORTS, M1OPTITIP, STD | PCE | 1 | 952.46
LPT1292126C-B4M12Q | LP FDT,12 PORTS, M1OPTITIP, STD, 92M | PCE | 1 | 1004.54
HR0018G6C06U820D00F-PK | 6F PULT LCADUP/XXX 1300F | PCE | 1 | 4438.52
ECL-C1U-12A9 | CONNECTOR HSG, W/12 LC DUP, SM UPC CER | PCE | 1 | 561.34
ECL-C1U-126C | CONECTOR HSG, W/12 SC SMPLX APC CER | PCE | 1 | 466.88
VUAPS40T1C4216UC00 | FDH 576 LS PAD ALMOND 16M F/D, 48F FEED | PCE | 1 | 19215.02
PCS4ZZ6C16C11012 | SPLTR,PATCHCORD,WB,(1)1x2,1M,SCAPC I/ | PCE | 1 | 246.24
CTX-PK-SA | CENTRIX FRAME ISOLATION PAD, REAR ACCESS | PCE | 1 | 241.78
CTXCPP36-A9-2RJ000 | CENTRIX CASS W/PTL 36F LCUPC OS2 RIB | PCE | 1 | 1006.72
HR1818H4C06U820010F-PK | DASTRK06 PLEN 16AWG 2P 3.05M ZBL LCA-LCA | PCE | 1 | 658.62
EK1S31U51L31U5S2A | LCPE,96F,12F FEED,100FT,ALTOS,(2)1X32 | PCE | 1 | 9043.44
057902QD120002M | 2F UBENDESX+ LCDUP/LCDUPU 2M | PCE | 1 | 46.72
CTXCPP24-B3-2RH000 | CENTRIX CASS W/PTL 24F LCAPC OS2 LT | PCE | 1 | 783.68
CTXCPP24-A9-2RJ000 | CENTRIX CASS W/PTL 24F LCUPC OS2 RIB | PCE | 1 | 820.42
CTXCPP24-A9-2RH000 | CENTRIX CASS W/PTL 24F LCUPC OS2 LT | PCE | 1 | 697.36
CTXCPP24-3C-2RH000 | CENTRIX CASS W/PTL 24F SCUPC OS2 LT | PCE | 1 | 616.42
CTXCPP12-6C-2RH000 | CENTRIX CASS W/PTL 12F SCAPC OS2 LT | PCE | 1 | 379.14
057902TD120002M | 2F UBENDSX+ LL LCDUP/LCDUPU 2M | PCE | 1 | 50.78
HR0018H4C06U820350F-PK | 6F PZBL LCADUP/XXX 350F | PCE | 1 | 1290.44
CH-900-12STKIT-3M | 12PK-1F STUPC/XXX 3M DIFFERENT COLOR | PCE | 1 | 75.5
HR1818K6C06U820180F-PK | 6F PULT LCADUP/LCADUP 180F | PCE | 1 | 935.08
HR1818K6C06U820340F-PK | 6F PZBL LCADUP/LCADUP 340F | PCE | 1 | 1194.38
030301K21RF002M | 1F 2.0 LCPC/LCPC 2M-REF | PCE | 1 | 15.9
393901K21RF002M | 1F 2.0 SCPC/SCPC 2M-REF | PCE | 1 | 22.26
505001K21RF002M | 1F 2.0 STPC/STPC 2M-REF | PCE | 1 | 9.34
035001K21RF002M | 1F 2.0 LCPC/STPC 2M-REF | PCE | 1 | 12.62
020201R21RF002M | 1F 2.0 LCUPC/LCUPC 2M-REF | PCE | 1 | 11.84
CCH-CP12-PWR | Panel- CCH Power Distribution, 6 pair | PCE | 1 | 187.26
HR1818K6C06U820400F-PK | 6F PZBL LCADUP/LCADUP 400F | PCE | 1 | 1291.62
SWT4-2-6C000-SF00W-S | SWT WHITE,2xSCAPC adapters, no pigtails | PCE | 20 | 10.72
000224RUF25005M | 24F FREEDM LCUPC/XXX 5M | PCE | 1 | 732.48
HR1818K6C06U820010F-PK | 6F PDAS LCADUP/LCADUP 10F | PCE | 1 | 659.56
HR0018G6C06U820900F-PK | 6F PULT LCADUP/XXX 900F | PCE | 1 | 3219.86
HR0018K6C06U820220F-PK | 6F PULT LCADUP/XXX 220F | PCE | 1 | 806.82
HR0018K6C06U820300F-PK | 6F PULT LCADUP/XXX 300F | PCE | 1 | 936.48
HR0018G6C06U820700F-PK | 6F PULT LCADUP/XXX 700F | PCE | 1 | 2627.58
HR0018G6C06U820800F-PK | 6F PULT LCADUP/XXX 800F | PCE | 1 | 2923.72
HR1818K4C04U820380F-PK | 4F PULT LCADUP/LCADUP 380F | PCE | 1 | 1001.56
LPT12F3126C-B1002Q | LPT,12PORT, 500FT SST TONE DROP | PCE | 1 | 815.4
LPT0492046C-B1002Q | LPT,4PORT, 300FT SST TONE DROP | PCE | 1 | 498.28
LPT0692066C-B1002Q | LPT,6PORT, 300FT SST TONE DROP | PCE | 1 | 534.64
HR0018K4C04U820075F-PK | 4F PDAS LCADUP/XXXXX 75F | PCE | 1 | 482.02
HR0018K4C04U820225F-PK | 4F PDAS LCADUP/XXXXX 225F | PCE | 1 | 674.24
HR0018K4C04U820150F-PK | 4F PDAS LCADUP/XXXXX 150F | PCE | 1 | 578.14
CTX360236B3-D9893R | CTX CAS 36 LC/APC-3MTP LEG RGT | PCE | 1 | 2404.36
HR1818K6C12U820500F-PK | 12F PULT LCADUP/LCADUP 500F | PCE | 1 | 2001.3
057902QD120010F | 2F OM4 DFX250 R LCDUP/LCDUPU 10F | PCE | 1 | 48.34
FDHM-SIDPOLKIT-L-A | FDH-M, SIDE POLE MOUNTING KIT, ALMOND | PCE | 1 | 965.16
HR0018K4C04U820325F-PK | 4F PDAS LCADUP/XXXXX 325F | PCE | 1 | 802.38
HR0018H4C04U820325F-PK | 4F PDAS LCADUP/XXXXX 325F | PCE | 1 | 1152.68
CGMS10-S1U4161U400 | CLCP,72F DIST,12F FEEDER,SCAPC,61M,GRAY | PCE | 1 | 4072.5
CE-MDU-SPL-TRAY | KIT, SPL TRAY, F/24 HSF-12 HSMF, SILCP | PCE | 1 | 126.06
MDU0492166C-UF00J1 | MDU, 16F, SCAPC, 1x16, 1SPLIT, 92M | PCE | 1 | 3065.04
HR0018H6C06U820275F-PK | 6F PULT LCADUP/XXXXX 275F | PCE | 1 | 1096.02
OSE-HG2-00-1 | OSE-HIGH DENSITY, .2 STACKER, GRAY | PCE | 1 | 2097.62
CTXCA24-6CB | CTX REAR ACCESS PATCH PANEL, 24F SCAPC | PCE | 1 | 435.4
VUAPS70-1U4231Q400 | LS,576,Alm,Pad,ALT 72F/576D, (2) 31M | PCE | 1 | 19989.68
HR1818G6C06U820010F-PK | 6F PDAS LCADUP/LCADUP 10F | PCE | 1 | 673
CTXCA24-A9L | CTX PATCH PNL CASS, FRNT LFT 24F, LC UPC | PCE | 1 | 483.88
CTXCA12-3CB | CTX PATCH PANEL CASS, REAR 12F, SC, UPC | PCE | 1 | 349.28
CTX-KIT-SR-SA | CTX HSG, STRAIN RELIEF REAR, BRACKET | PCE | 1 | 34.72
HR0018H4C04U820700F-PK | 4F PDAS LCADUP/XXXXX 700F | PCE | 1 | 2037.42
HR0018H4C04U820800F-PK | 4F PDAS LCADUP/XXXXX 800F | PCE | 1 | 2273.34
HR0018K4C04U820450F-PK | 4F PDAS LCADUP/XXXXX 450F | PCE | 1 | 962.54
LPT1261126C-B1002Q | LPT 12F, SCAPC, 61M SST TONE, DROP | PCE | 1 | 646.78
LPT0892086C-B1002Q | LPT,8PORT,SST FLAT DROP, 300FT, NO CONN | PCE | 1 | 621.14
LPT1292126C-B1002Q | LPT,12PORT,SST FLAT DROP, 300FT, STB | PCE | 1 | 703.6
LPT12W5126C-B1002Q | LPT,12PORT,SST FLAT DROP, 1000FT, NO CON | PCE | 1 | 1094
VUPPS70-1U4250U400 | FDH 576 LS POL ALM 164' F/D, 72F FEED | PCE | 1 | 20699.94
OSE-LD2-WT-1-L | OSE LD, .2" STKR, WS, TS, STD, LK | PCE | 1 | 1727.42
EW6-CP12-7259-6D | ECL-W6P 72F SCDUP SM UPC, 6 M67-110 | PCE | 1 | 1425.38
LPT06F3066C-B1002Q | LPT,6PORT, 500FT SST TONE DROP, 2FT, MTP | PCE | 1 | 690.72
HR1818K4C04U8A3200F-PK | 4F PDAS ARM LCADUP/LCADUP 200F | PCE | 1 | 1515.88
FNI-79-6AU-2 | FNI-79, 6 SCAPC SM DUP, GRN, 2 SPLTRY | PCE | 5 | 170.1
WMB4CC6CA6C11116 | ASSY,1X16 SPLTR MOD,SCAPC,GEN IV | PCE | 1 | 1529.42
HR1818K4C04U820090F-PK | 4F PDAS LCADUP/LCADUP 90F | PCE | 1 | 629.96
HR1818K4C04U820260F-PK | 4F PDAS LCADUP/LCADUP 260F | PCE | 1 | 847.8
057902TD120005M | 2F OM3 DFX250 R LCDUP/LCDUPU 5M | PCE | 1 | 49.88
OCC-031-G-CTX | OCC, 31” RACK HGT, PAD MNT, CTX | PCE | 1 | 4802.44
FDH-G3-PAD-POLE-KIT-ALM | FDH GEN III PAD TO POLE CONV KIT ALMOND | PCE | 1 | 214
OCC-051-G-CTX | OCC, 51” RACK HGT, PAD MNT, CTX | PCE | 1 | 6122.76
HR1818HMC12U820310F-PK | 12F PDAS LCADUP/LCADUP 310F | PCE | 1 | 2310.92
057902TD120003F | 2F OM3 DFX250 R LCDUP/LCDUPU 3F | PCE | 1 | 44.8
047802GD820001M | 2F CC DFX 250 P LCUDUP/LCUDUPU 1M | PCE | 1 | 40.22
CP-600-6ZG0 | CP-600, 6 LN, USP-123-3 | PCE | 14 | 70.06
HR1818H2C02U820010F-PK | 2F PDAS LCADUP/LCADUP 10F | PCE | 1 | 413.2
CTX246C-892RBR | CTX MOD 24 SC/APC-2MTP PRT BACK | PCE | 1 | 1514.46
CTX24A9-892RBR | CTX MOD 24 LC/UPC-2MTP PRT BACK | PCE | 1 | 1524.16
CTX24A9-892RRR | CTX MOD 24 LC/UPC-2MTP PRT FRNT RGT | PCE | 1 | 1488.72
HR0018K6C06U820050F-PK | 6F PDAS LCADUP/XXXX 50F | PCE | 1 | 531.32
HR0018H6C06U820150F-PK | 6F PDAS LCADUP/XXXXX 150F | PCE | 1 | 802.5
AECTS0000000000000 | FDH-HD 576F, PAD MNT SKIRT, ALMOND | PCE | 1 | 2917.42
SFSHSG-01 | SLACK FIBER STORAGE HOUSING | PCE | 16 | 27.74
HR0018H6C06U8A3200F-PK | 6F PDAS ARM LCADUP/XXXXX 200F | PCE | 6 | 1478.12
HR1818H4C04U820300F-PK | 4F PDAS LCADUP/LCADUP 300F | PCE | 1 | 1222.42
HR1818H4C04U820400F-PK | 4F PDAS LCADUP/LCADUP 400F | PCE | 1 | 1458.36
FDC-CP1P-06-A8 | FDC, PANEL, 6 Fiber, LC DUP OM1 62.5um | PCE | 1 | 78.76
HR0018H6C06U820700F-PK | 6F PDAS LCADUP/XXXXX 700F | PCE | 1 | 2093.96
HR0018H6C06U820600F-PK | 6F PDAS LCADUP/XXXXX 600F | PCE | 1 | 1859.16
HR0018G6C06U820A00F-PK | 6F PDAS LCADUP/XXXXX 1000F | PCE | 1 | 3516
HR0018H6C06U820500F-PK | 6F PDAS LCADUP/XXXXX 500F | PCE | 1 | 1624.36
HR0018K6C06U820400F-PK | 6F PDAS LCADUP/XXXX 400F | PCE | 1 | 1098.54
HR0018H6C06U820475F-PK | 6F PDAS LCADUP/XXXXX 475F | PCE | 1 | 1565.64
HR1818HMC12U820750F-PK | 12F PDAS LCADUP/LCADUP 750F | PCE | 1 | 4233.96
HR0018HMC12U820100F-PK | 12F PDAS LCADUP/XXXXX 100F | PCE | 1 | 1056.72
HR0018H6C06U820300F-PK | 6F PULT LCADUP/XXXXX 300F | PCE | 1 | 1154.72
000224G8131005M | 24F ULT MICR XXX/LCU 5M | PCE | 1 | 422.58
006612RC725005M | 12F SM RIBR XXX/SCADX 5M | PCE | 70 | 323.96
006696G8P0KA010F | 96F ULT MICP XXX/SCADX 10F | PCE | 1 | 1233.08
006612G8820003M | 12F ULT MICP XXX/SCADX 3M | PCE | 1 | 171.54
006612G880KA003M | 12F ULT MICP XXX/SCADX 3M | PCE | 1 | 139.08
007202G5116003M | 2F ULT ZIPR XXX/SCUDX 3M | PCE | 1 | 17.12
007202G5120001M | 2F ULT ZIPR XXX/SCUDX 1M | PCE | 1 | 15.94
007202G5120002M | 2F ULT ZIPR XXX/SCUDX 2M | PCE | 1 | 16.5
007202G5120003F | 2F ULT ZIPR XXX/SCUDX 3F | PCE | 1 | 15.9
006612G81NF003M | 12F ULT MICR XXX/SCADX 3M | PCE | 1 | 203.14
006612G81NF002M | 12F ULT MICR XXX/SCADX 2M | PCE | 1 | 199.88
006612G8120003M | 12F ULT MICR XXX/SCADX 3M | PCE | 1 | 169.8
006612G8120002M | 12F ULT MICR XXX/SCADX 2M | PCE | 1 | 166.54
006606G81NF003M | 6F ULT MICR XXX/SCADX 3M | PCE | 1 | 101.32
006606G81NF002M | 6F ULT MICR XXX/SCADX 2M | PCE | 1 | 99.76
006606G8120003M | 6F ULT MICR XXX/SCADX 3M | PCE | 1 | 84.64
006606G8120002M | 6F ULT MICR XXX/SCADX 2M | PCE | 1 | 83.1
006602G5820003M | 2F ULT ZIPP XXX/SCADX 3M | PCE | 1 | 21.38
007202G5120003M | 2F ULT ZIPR XXX/SCUDX 3M | PCE | 1 | 17.04
007202G5120005M | 2F ULT ZIPR XXX/SCUDX 5M | PCE | 1 | 18.16
007202G5820001M | 2F ULT ZIPP XXX/SCUDX 1M | PCE | 1 | 16
007202GUC0KA003M | 2F ULT LT XXX/SCUDX 3M | PCE | 1 | 17.88
007202R5120001M | 2F SM ZIPR XXX/SCUDX 1M | PCE | 1 | 15.94
007202R5120002M | 2F SM ZIPR XXX/SCUDX 2M | PCE | 1 | 16.5
007202R8820010F | 2F SM MICP XXX/SCUDX 10F | PCE | 115 | 30.92
007204G81NF003M | 4F ULT MICR XXX/SCUDX 3M | PCE | 1 | 52.16
007206G8120002M | 6F ULT MICR XXX/SCUDX 2M | PCE | 1 | 58.16
007206G8120003M | 6F ULT MICR XXX/SCUDX 3M | PCE | 1 | 59.72
007206G8120005M | 6F ULT MICR XXX/SCUDX 5M | PCE | 1 | 62.8
007206G81NF002M | 6F ULT MICR XXX/SCUDX 2M | PCE | 1 | 74.82
007206G81NF003M | 6F ULT MICR XXX/SCUDX 3M | PCE | 1 | 76.38
007206G81NF006F | 6F ULT MICR XXX/SCUDX 6F | PCE | 1 | 74.56
007206G880KA002M | 6F ULT MICP XXX/SCUDX 2M | PCE | 1 | 44.76
007206R8120003M | 6F SM MICR XXX/SCUDX 3M | PCE | 1 | 59.72
007206R8131002M | 6F SM MICR XXX/SCUDX 2M | PCE | 1 | 74.82
006602G5820002M | 2F ULT ZIPP XXX/SCADX 2M | PCE | 1 | 20.78
006102G5120002M | 2F ULT ZIPR XXX/ST 2M | PCE | 1 | 8.46
006102G5120003M | 2F ULT ZIPR XXX/ST 3M | PCE | 1 | 9
006102R5120003M | 2F SM ZIPR XXX/ST 3M | PCE | 1 | 9
006102R5131001M | 2F SM ZIPR XXX/ST 1M | PCE | 1 | 7.94
006102R5131002M | 2F SM ZIPR XXX/ST 2M | PCE | 1 | 8.52
006102R5131003M | 2F SM ZIPR XXX/ST 3M | PCE | 1 | 9.08
006106G8120002M | 6F ULT MICR XXX/ST 2M | PCE | 1 | 68.3
006106G81NF002M | 6F ULT MICR XXX/ST 2M | PCE | 1 | 84.96
006106G81NF003M | 6F ULT MICR XXX/ST 3M | PCE | 1 | 86.52
006106G880KA003M | 6F ULT MICP XXX/ST 3M | PCE | 1 | 58.06
006106R8120002M | 6F SM MICR XXX/ST 2M | PCE | 1 | 68.3
006106R8131002M | 6F SM MICR XXX/ST 2M | PCE | 1 | 84.96
006106R8131003M | 6F SM MICR XXX/ST 3M | PCE | 1 | 86.52
006106R8831002M | 6F SM MICP XXX/ST 2M | PCE | 175 | 85.48
006106R8831003M | 6F SM MICP XXX/ST 3M | PCE | 117 | 87.28
006112G8120002M | 12F ULT MICR XXX/ST 2M | PCE | 1 | 136.94
006112G8120003M | 12F ULT MICR XXX/ST 3M | PCE | 1 | 140.2
006112G81NF002M | 12F ULT MICR XXX/ST 2M | PCE | 1 | 170.28
006112G81NF003M | 12F ULT MICR XXX/ST 3M | PCE | 1 | 173.54
006112G880KA003M | 12F ULT MICP XXX/ST 3M | PCE | 1 | 109.48
006112G880VA001M | 12F ULT MICP XXX/ST 1M | PCE | 1 | 101.2
006112R61LD002M | 12F SM FANR XXX/ST 2M | PCE | 175 | 135.82
006112R61LD003M | 12F SM FANR XXX/ST 3M | PCE | 117 | 141.88
006112R8131003M | 12F SM MICR XXX/ST 3M | PCE | 1 | 173.54
006112R81NF002M | 12F SM MICR XXX/ST 2M | PCE | 1 | 170.28
006112R81NF003M | 12F SM MICR XXX/ST 3M | PCE | 1 | 173.54
006112R88NF003M | 12F SM MICP XXX/ST 3M | PCE | 1 | 175.28
006112RJ131001M | 12F SM RICR XXX/ST 1M | PCE | 1 | 152.48
006112RJ131003M | 12F SM RICR XXX/ST 3M | PCE | 1 | 156.64
0061E4G8120006F | 144F ULT MICR XXX/ST 6F | PCE | 1 | 2868
006602G5120001M | 2F ULT ZIPR XXX/SCADX 1M | PCE | 1 | 20.1
006602G5120002M | 2F ULT ZIPR XXX/SCADX 2M | PCE | 1 | 20.66
006602G5120003M | 2F ULT ZIPR XXX/SCADX 3M | PCE | 1 | 21.22
006602G5820001M | 2F ULT ZIPP XXX/SCADX 1M | PCE | 1 | 20.18
0072E4G8131006F | 144F ULT MICR XXX/SCUDX 6F | PCE | 1 | 2144.76
0072E4G880KA010F | 144F ULT MICP XXX/SCUDX 10F | PCE | 1 | 1164
0072E4G8F0KA010F | 144F ULT MICR XXX/SCUDX 10F | PCE | 1 | 1083.96
020201G2131001M | 1F ULT 2.0 R LCU/LCU 1M | PCE | 1 | 14.66
020201G2131002M | 1F ULT 2.0 R LCU/LCU 2M | PCE | 1 | 15.14
020201G2131003F | 1F ULT 2.0 R LCU/LCU 3F | PCE | 1 | 14.62
020201G2131003M | 1F ULT 2.0 R LCU/LCU 3M | PCE | 1 | 15.62
020201G2131005M | 1F ULT 2.0 R LCU/LCU 5M | PCE | 1 | 16.56
020201G2131006F | 1F ULT 2.0 R LCU/LCU 6F | PCE | 1 | 15.06
020201G2131010F | 1F ULT 2.0 R LCU/LCU 10F | PCE | 1 | 15.62
020201G2131015F | 1F ULT 2.0 R LCU/LCU 15F | PCE | 1 | 16.36
020201G2831001M | 1F ULT 2.0 P LCU/LCU 1M | PCE | 1 | 14.72
020201G2831002M | 1F ULT 2.0 P LCU/LCU 2M | PCE | 1 | 15.24
020201G2831003F | 1F ULT 2.0 P LCU/LCU 3F | PCE | 1 | 14.66
020201G2831003M | 1F ULT 2.0 P LCU/LCU 3M | PCE | 1 | 15.76
020201G2831005M | 1F ULT 2.0 P LCU/LCU 5M | PCE | 1 | 16.8
020201G2831006F | 1F ULT 2.0 P LCU/LCU 6F | PCE | 1 | 15.14
020201G2831010F | 1F ULT 2.0 P LCU/LCU 10F | PCE | 1 | 15.78
020201G2831015F | 1F ULT 2.0 P LCU/LCU 15F | PCE | 1 | 16.58
020201R2131001M | 1F SM 2.0 R LCU/LCU 1M | PCE | 1 | 14.66
020201R2131002M | 1F SM 2.0 R LCU/LCU 2M | PCE | 1 | 15.14
020201R2131003F | 1F SM 2.0 R LCU/LCU 3F | PCE | 1 | 14.62
020201R2131003M | 1F SM 2.0 R LCU/LCU 3M | PCE | 1 | 15.62
020201R2131005M | 1F SM 2.0 R LCU/LCU 5M | PCE | 1 | 16.56
020201R2131006F | 1F SM 2.0 R LCU/LCU 6F | PCE | 1 | 15.06
020201R2131010F | 1F SM 2.0 R LCU/LCU 10F | PCE | 1 | 15.62
020201R2831001M | 1F SM 2.0 P LCU/LCU 1M | PCE | 1 | 14.72
020201R2831002M | 1F SM 2.0 P LCU/LCU 2M | PCE | 1 | 15.24
020201R2831003M | 1F SM 2.0 P LCU/LCU 3M | PCE | 1 | 15.76
020201R2831005M | 1F SM 2.0 P LCU/LCU 5M | PCE | 1 | 16.8
020201R3116001M | 1F SM 1.6 R LCU/LCU 1M | PCE | 1 | 14.7
020201R3116002M | 1F SM 1.6 R LCU/LCU 2M | PCE | 1 | 15.18
020201R3116003F | 1F SM 1.6 R LCU/LCU 3F | PCE | 1 | 14.66
020201R3116003M | 1F SM 1.6 R LCU/LCU 3M | PCE | 1 | 15.7
007296G880KA010F | 96F ULT MICP XXX/SCUDX 10F | PCE | 1 | 780.68
007206R8131005M | 6F SM MICR XXX/SCUDX 5M | PCE | 1 | 79.48
007206R8F31003M | 6F SM MICR XXX/SCUDX 3M | PCE | 117 | 79
007212G8120002M | 12F ULT MICR XXX/SCUDX 2M | PCE | 1 | 116.68
007212G8120003M | 12F ULT MICR XXX/SCUDX 3M | PCE | 1 | 119.94
007212G8120006F | 12F ULT MICR XXX/SCUDX 6F | PCE | 1 | 116.12
007212G81NF002M | 12F ULT MICR XXX/SCUDX 2M | PCE | 1 | 150
007212G81NF003M | 12F ULT MICR XXX/SCUDX 3M | PCE | 1 | 153.28
007212G81NF005M | 12F ULT MICR XXX/SCUDX 5M | PCE | 1 | 159.8
007212G81NF006F | 12F ULT MICR XXX/SCUDX 6F | PCE | 1 | 149.46
007212G81NF010F | 12F ULT MICR XXX/SCUDX 10F | PCE | 1 | 153.44
007212G880KA002M | 12F ULT MICP XXX/SCUDX 2M | PCE | 1 | 85.08
007212G880KA010F | 12F ULT MICP XXX/SCUDX 10F | PCE | 1 | 89.4
007212G880KC010F | 12F ULT MICP XXX/SCUDX 10F | PCE | 1 | 234
007212G8820002M | 12F ULT MICP XXX/SCUDX 2M | PCE | 1 | 117.82
007212G8820003M | 12F ULT MICP XXX/SCUDX 3M | PCE | 1 | 121.68
007212R8120002M | 12F SM MICR XXX/SCUDX 2M | PCE | 1 | 116.68
007212R8120003M | 12F SM MICR XXX/SCUDX 3M | PCE | 1 | 119.94
007212R8120005M | 12F SM MICR XXX/SCUDX 5M | PCE | 1 | 126.48
007212R8131002M | 12F SM MICR XXX/SCUDX 2M | PCE | 1 | 150
007212R8131005M | 12F SM MICR XXX/SCUDX 5M | PCE | 1 | 159.8
007212R81NF002M | 12F SM MICR XXX/SCUDX 2M | PCE | 1 | 150
007212R81NF003M | 12F SM MICR XXX/SCUDX 3M | PCE | 1 | 153.28
007212R8820003M | 12F SM MICP XXX/SCUDX 3M | PCE | 1 | 121.68
007212RC725005M | 12F SM RIBR XXX/SCUDX 5M | PCE | 70 | 274.08
007212RJ131001M | 12F SM RICR XXX/SCUDX 1M | PCE | 1 | 132.2
007212RJ131002M | 12F SM RICR XXX/SCUDX 2M | PCE | 1 | 134.3
007212RJ131003M | 12F SM RICR XXX/SCUDX 3M | PCE | 1 | 136.36
007224G8120003M | 24F ULT MICR XXX/SCUDX 3M | PCE | 1 | 240.22
007224G8131002M | 24F ULT MICR XXX/SCUDX 2M | PCE | 1 | 300.24
007224G8131006F | 24F ULT MICR XXX/SCUDX 6F | PCE | 1 | 299.1
007224G880KA010F | 24F ULT MICP XXX/SCUDX 10F | PCE | 1 | 182.08
007224R8131002M | 24F SM MICR XXX/SCUDX 2M | PCE | 1 | 300.24
007248G880KA010F | 48F ULT MICP XXX/SCUDX 10F | PCE | 1 | 385.74
007272G880KA010F | 72F ULT MICP XXX/SCUDX 10F | PCE | 1 | 582.3
006102G5120001M | 2F ULT ZIPR XXX/ST 1M | PCE | 1 | 7.9
005712K81NF002M | 12F OM1 MICR XXX/SCDX 2M | PCE | 1 | 171.04
005712K81NF003M | 12F OM1 MICR XXX/SCDX 3M | PCE | 1 | 184.8
005712Q8120002M | 12F OM4 MICR XXX/SCDX 2M | PCE | 175 | 126.32
005712Q8120003M | 12F OM4 MICR XXX/SCDX 3M | PCE | 117 | 134.4
005712Q81NF002M | 12F OM4 MICR XXX/SCDX 2M | PCE | 175 | 159.66
005712Q81NF003M | 12F OM4 MICR XXX/SCDX 3M | PCE | 117 | 167.74
005712Q880KA003M | 12F OM4 MICP XXX/SCDX 3M | PCE | 1 | 109.36
005712T8120002M | 12F OM3 MICR XXX/SCDX 2M | PCE | 1 | 143.78
005712T8120003M | 12F OM3 MICR XXX/SCDX 3M | PCE | 1 | 160.6
005712T8120005M | 12F OM3 MICR XXX/SCDX 5M | PCE | 1 | 194.26
005712T81NF002M | 12F OM3 MICR XXX/SCDX 2M | PCE | 1 | 177.12
005712T81NF003M | 12F OM3 MICR XXX/SCDX 3M | PCE | 1 | 193.94
005712T81NF005M | 12F OM3 MICR XXX/SCDX 5M | PCE | 1 | 227.58
005724T8180002M | 24F OM3 MICR XXX/SCDX 2M | PCE | 175 | 321.08
005724T8180003M | 24F OM3 MICR XXX/SCDX 3M | PCE | 117 | 338.16
005724T8180005M | 24F OM3 MICR XXX/SCDX 5M | PCE | 70 | 372.28
005801G2131001M | 1F ULT 2.0 R XXX/SCU 1M | PCE | 1 | 8.16
005801G2131002M | 1F ULT 2.0 R XXX/SCU 2M | PCE | 1 | 8.64
005801G2131003M | 1F ULT 2.0 R XXX/SCU 3M | PCE | 1 | 9.12
005801G3116002M | 1F ULT 1.6 R XXX/SCU 2M | PCE | 1 | 8.68
005801G3116003M | 1F ULT 1.6 R XXX/SCU 3M | PCE | 1 | 9.2
005801G3116005M | 1F ULT 1.6 R XXX/SCU 5M | PCE | 1 | 10.18
005801G3131001M | 1F ULT 2.9 R XXX/SCU 1M | PCE | 350 | 8.2
005801G3131002M | 1F ULT 2.9 R XXX/SCU 2M | PCE | 175 | 8.68
005801G3131003M | 1F ULT 2.9 R XXX/SCU 3M | PCE | 117 | 9.2
005801R2131001M | 1F SM 2.0 R XXX/SCU 1M | PCE | 1 | 8.16
005801R2131002M | 1F SM 2.0 R XXX/SCU 2M | PCE | 1 | 8.64
005801R2131005M | 1F SM 2.0 R XXX/SCU 5M | PCE | 1 | 10.06
005801R3131001M | 1F SM 2.9 R XXX/SCU 1M | PCE | 1 | 8.2
005801R3131002M | 1F SM 2.9 R XXX/SCU 2M | PCE | 1 | 8.68
005801R3131003M | 1F SM 2.9 R XXX/SCU 3M | PCE | 1 | 9.2
005801R3831001M | 1F SM 2.9 P XXX/SCU 1M | PCE | 1 | 8.26
005801R3831002M | 1F SM 2.9 P XXX/SCU 2M | PCE | 1 | 8.84
005801R3831003M | 1F SM 2.9 P XXX/SCU 3M | PCE | 1 | 9.42
005712K8120005M | 12F OM1 MICR XXX/SCDX 5M | PCE | 1 | 179.04
005012T81NF002M | 12F OM3 MICR XXX/ST 2M | PCE | 1 | 168.86
005012T81NF003M | 12F OM3 MICR XXX/ST 3M | PCE | 1 | 185.68
005012T81NF005M | 12F OM3 MICR XXX/ST 5M | PCE | 1 | 219.32
005012T880KA003M | 12F OM3 MICP XXX/ST 3M | PCE | 1 | 93.84
005024T8180002M | 24F OM3 MICR XXX/ST 2M | PCE | 175 | 304.54
005024T8180005M | 24F OM3 MICR XXX/ST 5M | PCE | 70 | 355.76
005401R3131001M | 1F SM 2.9 R XXX/FCU 1M | PCE | 1 | 6.66
005401R4131002M | 1F SM 900 XXX/FCU 2M | PCE | 1 | 6.62
005406G81NF002M | 6F ULT MICR XXX/FCU 2M | PCE | 1 | 72.82
005406G81NF003M | 6F ULT MICR XXX/FCU 3M | PCE | 1 | 74.38
005412G81NF002M | 12F ULT MICR XXX/FCU 2M | PCE | 1 | 146
005412G81NF003M | 12F ULT MICR XXX/FCU 3M | PCE | 1 | 149.28
005412R8131005M | 12F SM MICR XXX/FCU 5M | PCE | 1 | 155.8
005412R81NF003M | 12F SM MICR XXX/FCU 3M | PCE | 1 | 149.28
005412R81NF005M | 12F SM MICR XXX/FCU 5M | PCE | 1 | 155.8
005412RC725005M | 12F SM RIBR XXX/FCU 5M | PCE | 70 | 270.08
005412RC825005M | 12F SM RIBP XXX/FCU 5M | PCE | 70 | 279.14
005412RJ131001M | 12F SM RICR XXX/FCU 1M | PCE | 1 | 128.2
005702K5120001M | 2F OM1 ZIPR XXX/SCDX 1M | PCE | 1 | 22.9
005702K5120002M | 2F OM1 ZIPR XXX/SCDX 2M | PCE | 1 | 24.86
005702K5120003M | 2F OM1 ZIPR XXX/SCDX 3M | PCE | 1 | 26.82
005702Q5120001M | 2F OM4 ZIPR XXX/SCDX 1M | PCE | 1 | 23.54
005702Q5120002M | 2F OM4 ZIPR XXX/SCDX 2M | PCE | 1 | 26.12
005702Q5820001M | 2F OM4 ZIPP XXX/SCDX 1M | PCE | 1 | 23.78
005702T5120001M | 2F OM3 ZIPR XXX/SCDX 1M | PCE | 1 | 22.9
005702T5820001M | 2F OM3 ZIPP XXX/SCDX 1M | PCE | 1 | 23.08
005704K8120003M | 4F OM1 MICR XXX/SCDX 3M | PCE | 1 | 54.66
005706K8120002M | 6F OM1 MICR XXX/SCDX 2M | PCE | 1 | 69.14
005706K81NF002M | 6F OM1 MICR XXX/SCDX 2M | PCE | 1 | 85.8
005706Q8120002M | 6F OM4 MICR XXX/SCDX 2M | PCE | 175 | 64.42
005706Q8120003M | 6F OM4 MICR XXX/SCDX 3M | PCE | 117 | 69.12
005706T81NF003M | 6F OM3 MICR XXX/SCDX 3M | PCE | 117 | 85
005712K8120002M | 12F OM1 MICR XXX/SCDX 2M | PCE | 1 | 137.7
005712K8120003M | 12F OM1 MICR XXX/SCDX 3M | PCE | 1 | 151.48
005812R8120002M | 12F SM MICR XXX/SCU 2M | PCE | 1 | 167.88
005812R8120003M | 12F SM MICR XXX/SCU 3M | PCE | 1 | 171.14
005812R8131002M | 12F SM MICR XXX/SCU 2M | PCE | 1 | 201.22
005812R8131003M | 12F SM MICR XXX/SCU 3M | PCE | 1 | 204.48
005812R8131006F | 12F SM MICR XXX/SCU 6F | PCE | 1 | 200.66
005812R81NF002M | 12F SM MICR XXX/SCU 2M | PCE | 1 | 201.22
005812R81NF003M | 12F SM MICR XXX/SCU 3M | PCE | 1 | 204.48
005812R81NF005M | 12F SM MICR XXX/SCU 5M | PCE | 1 | 211.02
005812R88NF002M | 12F SM MICP XXX/SCU 2M | PCE | 1 | 202.36
005812RC725005M | 12F SM RIBR XXX/SCU 5M | PCE | 70 | 325.28
005812RJ131003M | 12F SM RICR XXX/SCU 3M | PCE | 1 | 187.56
005812RJ831003F | 12F SM RICP XXX/SCU 3F | PCE | 1 | 183.24
005812RJ831003M | 12F SM RICP XXX/SCU 3M | PCE | 1 | 187.56
005824G8120003M | 24F ULT MICR XXX/SCU 3M | PCE | 1 | 342.62
005824G8120006F | 24F ULT MICR XXX/SCU 6F | PCE | 1 | 334.84
005824R8120003M | 24F SM MICR XXX/SCU 3M | PCE | 1 | 342.62
006101G2131001M | 1F ULT 2.0 R XXX/ST 1M | PCE | 1 | 4.14
006101G2131002M | 1F ULT 2.0 R XXX/ST 2M | PCE | 1 | 4.62
006101G2131003F | 1F ULT 2.0 R XXX/ST 3F | PCE | 1 | 4.1
006101G2131003M | 1F ULT 2.0 R XXX/ST 3M | PCE | 1 | 5.1
006101G2831003F | 1F ULT 2.0 P XXX/ST 3F | PCE | 1 | 4.14
006101G3116002M | 1F ULT 1.6 R XXX/ST 2M | PCE | 1 | 4.66
006101G3116003F | 1F ULT 1.6 R XXX/ST 3F | PCE | 1 | 4.14
006101G3116003M | 1F ULT 1.6 R XXX/ST 3M | PCE | 1 | 5.18
006101G3131003M | 1F ULT 2.9 R XXX/ST 3M | PCE | 117 | 5.18
006101R2131001M | 1F SM 2.0 R XXX/ST 1M | PCE | 1 | 4.14
006101R2131002M | 1F SM 2.0 R XXX/ST 2M | PCE | 1 | 4.62
006101R2131003M | 1F SM 2.0 R XXX/ST 3M | PCE | 1 | 5.1
006101R3116001M | 1F SM 1.6 R XXX/ST 1M | PCE | 1 | 4.18
006101R3131001M | 1F SM 2.9 R XXX/ST 1M | PCE | 1 | 4.18
006101R3131003M | 1F SM 2.9 R XXX/ST 3M | PCE | 1 | 5.18
006101R4131001M | 1F SM 900 XXX/ST 1M | PCE | 1 | 3.92
006101R4131002M | 1F SM 900 XXX/ST 2M | PCE | 1 | 4.14
006101R4131003M | 1F SM 900 XXX/ST 3M | PCE | 1 | 4.38
005812R61LD005M | 12F SM FANR XXX/SCU 5M | PCE | 70 | 184.9
005801R3831005M | 1F SM 2.9 P XXX/SCU 5M | PCE | 1 | 10.56
005801R4131001M | 1F SM 900 XXX/SCU 1M | PCE | 1 | 7.94
005801R4131002M | 1F SM 900 XXX/SCU 2M | PCE | 1 | 8.16
005801R4131003F | 1F SM 900 XXX/SCU 3F | PCE | 1 | 7.92
005801R4131003M | 1F SM 900 XXX/SCU 3M | PCE | 1 | 8.4
005801R4131015F | 1F SM 900 XXX/SCU 15F | PCE | 1 | 8.78
005802G5120001M | 2F ULT ZIPR XXX/SCU 1M | PCE | 1 | 15.94
005802G5120002M | 2F ULT ZIPR XXX/SCU 2M | PCE | 1 | 16.5
005802G5120003M | 2F ULT ZIPR XXX/SCU 3M | PCE | 1 | 17.04
005804R61LD005M | 4F SM FANR XXX/SCU 5M | PCE | 70 | 63.48
005806G8120003M | 6F ULT MICR XXX/SCU 3M | PCE | 1 | 85.32
005806G8120006F | 6F ULT MICR XXX/SCU 6F | PCE | 1 | 83.5
005806G81NF002M | 6F ULT MICR XXX/SCU 2M | PCE | 1 | 100.42
005806G81NF003M | 6F ULT MICR XXX/SCU 3M | PCE | 1 | 101.98
005806G880KA003M | 6F ULT MICP XXX/SCU 3M | PCE | 1 | 73.54
005806R8120003M | 6F SM MICR XXX/SCU 3M | PCE | 1 | 85.32
005806R8131003M | 6F SM MICR XXX/SCU 3M | PCE | 1 | 101.98
005806R81NF002M | 6F SM MICR XXX/SCU 2M | PCE | 1 | 100.42
005806R81NF003M | 6F SM MICR XXX/SCU 3M | PCE | 1 | 101.98
005806R88NF002M | 6F SM MICP XXX/SCU 2M | PCE | 175 | 100.94
005812G8120002M | 12F ULT MICR XXX/SCU 2M | PCE | 1 | 167.88
005812G8120003M | 12F ULT MICR XXX/SCU 3M | PCE | 1 | 171.14
005812G8131003M | 12F ULT MICR XXX/SCU 3M | PCE | 1 | 204.48
005812G81NF002M | 12F ULT MICR XXX/SCU 2M | PCE | 1 | 201.22
005812G81NF003M | 12F ULT MICR XXX/SCU 3M | PCE | 1 | 204.48
005812G81NF005M | 12F ULT MICR XXX/SCU 5M | PCE | 1 | 211.02
005812G81NF006F | 12F ULT MICR XXX/SCU 6F | PCE | 1 | 200.66
005812G880KA002M | 12F ULT MICP XXX/SCU 2M | PCE | 1 | 136.28
005812G880KA003M | 12F ULT MICP XXX/SCU 3M | PCE | 1 | 140.4
005812G880KA006F | 12F ULT MICP XXX/SCU 6F | PCE | 1 | 135.56
005812G8820002M | 12F ULT MICP XXX/SCU 2M | PCE | 1 | 169.04
005812G8820003M | 12F ULT MICP XXX/SCU 3M | PCE | 1 | 172.88
005812GD90KA003M | 12F ULT EDGP XXX/SCU 3M | PCE | 1 | 216.94
005812R61LD002M | 12F SM FANR XXX/SCU 2M | PCE | 175 | 166.76
020201R3116006F | 1F SM 1.6 R LCU/LCU 6F | PCE | 1 | 15.1
025801R2831003M | 1F SM 2.0 P LCU/SCU 3M | PCE | 1 | 16.36
025801R3116001M | 1F SM 1.6 R LCU/SCU 1M | PCE | 1 | 15.3
025801R21V2005M | 1F SM 2.0 R LCU/SCU 5M | PCE | 1 | 17.16
025801R2131006F | 1F SM 2.0 R LCU/SCU 6F | PCE | 1 | 15.66
025801R3116002M | 1F SM 1.6 R LCU/SCU 2M | PCE | 1 | 15.78
025801R3116003F | 1F SM 1.6 R LCU/SCU 3F | PCE | 1 | 15.26
025802G5116001M | 2F ULT ZIPR LCU/SCU 1M | PCE | 1 | 30.16
025802G5116003M | 2F ULT ZIPR LCU/SCU 3M | PCE | 1 | 31.32
025801R2131005M | 1F SM 2.0 R LCU/SCU 5M | PCE | 1 | 17.16
025801R2131003M | 1F SM 2.0 R LCU/SCU 3M | PCE | 1 | 16.22
025801R2131003F | 1F SM 2.0 R LCU/SCU 3F | PCE | 1 | 15.22
025801R2131002M | 1F SM 2.0 R LCU/SCU 2M | PCE | 1 | 15.74
025801R2131001M | 1F SM 2.0 R LCU/SCU 1M | PCE | 1 | 15.26
025801J3112005M | 1F LBL 1.2 R LCU/SCU 5M | PCE | 1 | 17.76
025801J3112002M | 1F LBL 1.2 R LCU/SCU 2M | PCE | 1 | 15.98
025801G3116005M | 1F ULT 1.6 R LCU/SCU 5M | PCE | 1 | 17.28
025801G3116003M | 1F ULT 1.6 R LCU/SCU 3M | PCE | 1 | 16.3
025802G5116005M | 2F ULT ZIPR LCU/SCU 5M | PCE | 1 | 32.48
025802G5120001M | 2F ULT ZIPR LCU/SCU 1M | PCE | 1 | 30.14
025802G5120002M | 2F ULT ZIPR LCU/SCU 2M | PCE | 1 | 30.7
025802G5120003M | 2F ULT ZIPR LCU/SCU 3M | PCE | 1 | 31.24
025802G5120005M | 2F ULT ZIPR LCU/SCU 5M | PCE | 1 | 32.34
025802G5120010F | 2F ULT ZIPR LCU/SCU 10F | PCE | 1 | 31.28
025802G5120015F | 2F ULT ZIPR LCU/SCU 15F | PCE | 1 | 32.1
025802G51V2001M | 2F ULT ZIPR LCU/SCU 1M | PCE | 1 | 30.14
025802G51V2003M | 2F ULT ZIPR LCU/SCU 3M | PCE | 1 | 31.24
025802G51V2005M | 2F ULT ZIPR LCU/SCU 5M | PCE | 1 | 32.34
025802G5820001M | 2F ULT ZIPP LCU/SCU 1M | PCE | 1 | 30.2
025802G5820003M | 2F ULT ZIPP LCU/SCU 3M | PCE | 1 | 31.42
025802G61XD003M | 2F ULT FANR LCU/SCU 3M | PCE | 117 | 59.42
025802G8120010F | 2F ULT MICR LCU/SCU 10F | PCE | 1 | 55.96
025802G9120002M | 2F ULT DFXR LCU/SCU 2M | PCE | 1 | 38.76
025802G9120003M | 2F ULT DFXR LCU/SCU 3M | PCE | 1 | 39.42
025802G9120005M | 2F ULT DFXR LCU/SCU 5M | PCE | 1 | 40.7
025801G3116003F | 1F ULT 1.6 R LCU/SCU 3F | PCE | 1 | 15.26
024402G5120003F | 2F ULT ZIPR LCU/SCA 3F | PCE | 1 | 34.26
024402G5120003M | 2F ULT ZIPR LCU/SCA 3M | PCE | 1 | 35.4
024402G5120005M | 2F ULT ZIPR LCU/SCA 5M | PCE | 1 | 36.5
024402G5120006F | 2F ULT ZIPR LCU/SCA 6F | PCE | 1 | 34.76
024402G5120010F | 2F ULT ZIPR LCU/SCA 10F | PCE | 1 | 35.44
024402G5120015F | 2F ULT ZIPR LCU/SCA 15F | PCE | 1 | 36.28
024402G5820001M | 2F ULT ZIPP LCU/SCA 1M | PCE | 1 | 34.36
024402G5820002M | 2F ULT ZIPP LCU/SCA 2M | PCE | 1 | 34.96
024402G5820003M | 2F ULT ZIPP LCU/SCA 3M | PCE | 1 | 35.58
024402G8120003M | 2F ULT MICR LCU/SCA 3M | PCE | 1 | 61.78
024402G8120005M | 2F ULT MICR LCU/SCA 5M | PCE | 1 | 63.88
024402R5120003F | 2F SM ZIPR LCU/SCA 3F | PCE | 1 | 34.26
024402R5120005M | 2F SM ZIPR LCU/SCA 5M | PCE | 1 | 36.5
025401G2131001M | 1F ULT 2.0 R LCU/FCU 1M | PCE | 1 | 13.72
025401G2131003M | 1F ULT 2.0 R LCU/FCU 3M | PCE | 1 | 14.66
025401R2131001M | 1F SM 2.0 R LCU/FCU 1M | PCE | 1 | 13.72
025401R3116003M | 1F SM 1.6 R LCU/FCU 3M | PCE | 1 | 14.74
025402G5820001M | 2F ULT ZIPP LCU/FCU 1M | PCE | 1 | 27.12
025448G8131010F | 48F ULT MICR LCU/FCU 10F | PCE | 115 | 1606.28
025801G2131001M | 1F ULT 2.0 R LCU/SCU 1M | PCE | 1 | 15.26
025801G2131002M | 1F ULT 2.0 R LCU/SCU 2M | PCE | 1 | 15.74
025801G2131003F | 1F ULT 2.0 R LCU/SCU 3F | PCE | 1 | 15.22
025801G2131003M | 1F ULT 2.0 R LCU/SCU 3M | PCE | 1 | 16.22
025801G2131005M | 1F ULT 2.0 R LCU/SCU 5M | PCE | 1 | 17.16
025801G2131006F | 1F ULT 2.0 R LCU/SCU 6F | PCE | 1 | 15.66
025801G2131010F | 1F ULT 2.0 R LCU/SCU 10F | PCE | 1 | 16.22
025801G2131015F | 1F ULT 2.0 R LCU/SCU 15F | PCE | 1 | 16.96
025801G2831001M | 1F ULT 2.0 P LCU/SCU 1M | PCE | 1 | 15.32
025801G2831002M | 1F ULT 2.0 P LCU/SCU 2M | PCE | 1 | 15.84
025801G2831003F | 1F ULT 2.0 P LCU/SCU 3F | PCE | 1 | 15.26
025801G2831003M | 1F ULT 2.0 P LCU/SCU 3M | PCE | 1 | 16.36
025801G2831005M | 1F ULT 2.0 P LCU/SCU 5M | PCE | 1 | 17.4
025801G3116001M | 1F ULT 1.6 R LCU/SCU 1M | PCE | 1 | 15.3
025801G3116002M | 1F ULT 1.6 R LCU/SCU 2M | PCE | 1 | 15.78
026102G5120001M | 2F ULT ZIPR LCU/ST 1M | PCE | 1 | 22.1
026102G5120002M | 2F ULT ZIPR LCU/ST 2M | PCE | 1 | 22.64
026102G5120003F | 2F ULT ZIPR LCU/ST 3F | PCE | 1 | 22.04
026102G5120003M | 2F ULT ZIPR LCU/ST 3M | PCE | 1 | 23.2
026102G5120010F | 2F ULT ZIPR LCU/ST 10F | PCE | 1 | 23.24
026102G5820003M | 2F ULT ZIPP LCU/ST 3M | PCE | 1 | 23.38
026102GSFKKA005M | 2F ULT LSTR LCU/ST 5M | PCE | 1 | 45.84
026102R5116003M | 2F SM ZIPR LCU/ST 3M | PCE | 1 | 23.28
026102R5116005M | 2F SM ZIPR LCU/ST 5M | PCE | 1 | 24.44
026102R5120001M | 2F SM ZIPR LCU/ST 1M | PCE | 1 | 22.1
026102R5120002M | 2F SM ZIPR LCU/ST 2M | PCE | 1 | 22.64
026102R5120003F | 2F SM ZIPR LCU/ST 3F | PCE | 1 | 22.04
026102R5120003M | 2F SM ZIPR LCU/ST 3M | PCE | 1 | 23.2
026102R5120005M | 2F SM ZIPR LCU/ST 5M | PCE | 1 | 24.3
026102R5820003M | 2F SM ZIPP LCU/ST 3M | PCE | 1 | 23.38
026102R5820005M | 2F SM ZIPP LCU/ST 5M | PCE | 1 | 24.58
026602G5120001M | 2F ULT ZIPR LCU/SCADX 1M | PCE | 1 | 34.3
026602G5120003F | 2F ULT ZIPR LCU/SCADX 3F | PCE | 1 | 34.26
026602G5120003M | 2F ULT ZIPR LCU/SCADX 3M | PCE | 1 | 35.4
027202G5120001M | 2F ULT ZIPR LCU/SCUDX 1M | PCE | 1 | 30.14
027202G5120002M | 2F ULT ZIPR LCU/SCUDX 2M | PCE | 1 | 30.7
027202G5120003M | 2F ULT ZIPR LCU/SCUDX 3M | PCE | 1 | 31.24
027202G5120005M | 2F ULT ZIPR LCU/SCUDX 5M | PCE | 1 | 32.34
030301K2130001M | 1F OM1 2.0 R LC/LC 1M | PCE | 1 | 15.48
030301K2130002M | 1F OM1 2.0 R LC/LC 2M | PCE | 1 | 16.68
030301K2130003M | 1F OM1 2.0 R LC/LC 3M | PCE | 1 | 17.88
030301K2830003M | 1F OM1 2.0 P LC/LC 3M | PCE | 1 | 18.68
030301K3116003F | 1F OM1 1.6 R LC/LC 3F | PCE | 1 | 15.4
030301Q2190001M | 1F OM4 2.0 R LC/LC 1M | PCE | 1 | 15.8
030301Q2190002M | 1F OM4 2.0 R LC/LC 2M | PCE | 1 | 17.36
030301Q2190003F | 1F OM4 2.0 R LC/LC 3F | PCE | 1 | 15.68
030301Q2190003M | 1F OM4 2.0 R LC/LC 3M | PCE | 1 | 18.9
030301Q2190005M | 1F OM4 2.0 R LC/LC 5M | PCE | 1 | 22.02
030301Q2190006F | 1F OM4 2.0 R LC/LC 6F | PCE | 1 | 17.1
026101R3116003M | 1F SM 1.6 R LCU/ST 3M | PCE | 1 | 12.26
025802G91V2002M | 2F ULT DFXR LCU/SCU 2M | PCE | 1 | 38.76
025802G91V2003M | 2F ULT DFXR LCU/SCU 3M | PCE | 1 | 39.42
025802G91V2005M | 2F ULT DFXR LCU/SCU 5M | PCE | 1 | 40.7
025802J5112001M | 2F LBL ZIPR LCU/SCU 1M | PCE | 1 | 30.22
025802J5112002M | 2F LBL ZIPR LCU/SCU 2M | PCE | 1 | 30.86
025802J5112005M | 2F LBL ZIPR LCU/SCU 5M | PCE | 1 | 32.76
025802R5116001M | 2F SM ZIPR LCU/SCU 1M | PCE | 1 | 30.16
025802R5116002M | 2F SM ZIPR LCU/SCU 2M | PCE | 1 | 30.76
025802R5116003M | 2F SM ZIPR LCU/SCU 3M | PCE | 1 | 31.32
025802R5120001M | 2F SM ZIPR LCU/SCU 1M | PCE | 1 | 30.14
025802R5120002M | 2F SM ZIPR LCU/SCU 2M | PCE | 1 | 30.7
025802R5120003M | 2F SM ZIPR LCU/SCU 3M | PCE | 1 | 31.24
025802R5120005M | 2F SM ZIPR LCU/SCU 5M | PCE | 1 | 32.34
025802R5120006F | 2F SM ZIPR LCU/SCU 6F | PCE | 1 | 30.6
025802R61XD003M | 2F SM FANR LCU/SCU 3M | PCE | 117 | 56.82
025802R9120001M | 2F SM DFXR LCU/SCU 1M | PCE | 1 | 38.24
025804R8120003M | 4F SM MICR LCU/SCU 3M | PCE | 1 | 111.9
025812G81NF003M | 12F ULT MICR LCU/SCU 3M | PCE | 1 | 399.16
026101G2131001M | 1F ULT 2.0 R LCU/ST 1M | PCE | 1 | 11.24
026101G2131002M | 1F ULT 2.0 R LCU/ST 2M | PCE | 1 | 11.72
026101G2131003F | 1F ULT 2.0 R LCU/ST 3F | PCE | 1 | 11.2
026101G2131003M | 1F ULT 2.0 R LCU/ST 3M | PCE | 1 | 12.2
026101G2131005M | 1F ULT 2.0 R LCU/ST 5M | PCE | 1 | 13.14
026101G2131010F | 1F ULT 2.0 R LCU/ST 10F | PCE | 1 | 12.2
026101G2831001M | 1F ULT 2.0 P LCU/ST 1M | PCE | 1 | 11.3
026101G2831002M | 1F ULT 2.0 P LCU/ST 2M | PCE | 1 | 11.82
026101G2831003F | 1F ULT 2.0 P LCU/ST 3F | PCE | 1 | 11.24
026101G2831003M | 1F ULT 2.0 P LCU/ST 3M | PCE | 1 | 12.34
026101G2831005M | 1F ULT 2.0 P LCU/ST 5M | PCE | 1 | 13.38
026101G2831006F | 1F ULT 2.0 P LCU/ST 6F | PCE | 1 | 11.72
026101G3116001M | 1F ULT 1.6 R LCU/ST 1M | PCE | 1 | 11.28
026101G3116003M | 1F ULT 1.6 R LCU/ST 3M | PCE | 1 | 12.26
026101R2131002M | 1F SM 2.0 R LCU/ST 2M | PCE | 1 | 11.72
026101R2131003M | 1F SM 2.0 R LCU/ST 3M | PCE | 1 | 12.2
024402G5120002M | 2F ULT ZIPR LCU/SCA 2M | PCE | 1 | 34.86
020202R5120003M | 2F SM ZIPR LCU/LCU 3M | PCE | 1 | 30.04
020202R5120005M | 2F SM ZIPR LCU/LCU 5M | PCE | 1 | 31.14
020202R5120006F | 2F SM ZIPR LCU/LCU 6F | PCE | 1 | 29.4
020202R5120010F | 2F SM ZIPR LCU/LCU 10F | PCE | 1 | 30.08
020202R61LD003M | 2F SM FANR LCU/LCU 3M | PCE | 117 | 56.1
020202R61XD003M | 2F SM FANR LCU/LCU 3M | PCE | 117 | 56.82
020202R61XD005M | 2F SM FANR LCU/LCU 5M | PCE | 70 | 60.34
020202R9120001M | 2F SM DFXR LCU/LCU 1M | PCE | 1 | 37.04
020202R9120003M | 2F SM DFXR LCU/LCU 3M | PCE | 1 | 38.6
020204G81NF003M | 4F ULT MICR LCU/LCU 3M | PCE | 1 | 134.12
020206GD9KKA010F | 6F ULT EDGP LCU/LCU 10F | PCE | 1 | 217.08
020206R8820003M | 6F SM MICP LCU/LCU 3M | PCE | 117 | 166.74
020206R8820005M | 6F SM MICP LCU/LCU 5M | PCE | 70 | 170.36
020206R8820010F | 6F SM MICP LCU/LCU 10F | PCE | 115 | 166.84
020212G8120003M | 12F ULT MICR LCU/LCU 3M | PCE | 1 | 332.48
020212G81NF003M | 12F ULT MICR LCU/LCU 3M | PCE | 1 | 399.16
020212G81NF005M | 12F ULT MICR LCU/LCU 5M | PCE | 1 | 405.68
020212G88KKA010F | 12F ULT MICP LCU/LCU 10F | PCE | 1 | 268.62
020212GD9LLA010F | 12F ULT EDGP LCU/LCU 10F | PCE | 1 | 425.08
020212R8120003M | 12F SM MICR LCU/LCU 3M | PCE | 1 | 332.48
020212R81NF005M | 12F SM MICR LCU/LCU 5M | PCE | 1 | 405.68
020212R8820003M | 12F SM MICP LCU/LCU 3M | PCE | 1 | 334.22
020224G8120003M | 24F ULT MICR LCU/LCU 3M | PCE | 1 | 665.3
020224G8131003M | 24F ULT MICR LCU/LCU 3M | PCE | 1 | 798.64
020224G88KKC010F | 24F ULT MICP LCU/LCU 10F | PCE | 1 | 685.08
020224R8820003M | 24F SM MICP LCU/LCU 3M | PCE | 117 | 672.36
020224R8820005M | 24F SM MICP LCU/LCU 5M | PCE | 70 | 690.36
020224R8831003M | 24F SM MICP LCU/LCU 3M | PCE | 117 | 805.7
020248G8120010F | 48F ULT MICR LCU/LCU 10F | PCE | 115 | 2147.12
020248G88TTC010F | 48F ULT MICP LCU/LCU 10F | PCE | 1 | 1247.16
020272R8120010F | 72F SM MICR LCU/LCU 10F | PCE | 115 | 3211.9
0202E4G8120010F | 144F ULT MICR LCU/LCU 10F | PCE | 1 | 6444.1
020402G5120001M | 2F ULT ZIPR LCU/LCUDX 1M | PCE | 1 | 28.9
020402G5120003F | 2F ULT ZIPR LCU/LCUDX 3F | PCE | 1 | 28.86
020202R5120003F | 2F SM ZIPR LCU/LCU 3F | PCE | 1 | 28.9
020201R4131001M | 1F SM 900 LCU/LCU 1M | PCE | 1 | 14.44
020202G5116001M | 2F ULT ZIPR LCU/LCU 1M | PCE | 1 | 28.98
020202G5116002M | 2F ULT ZIPR LCU/LCU 2M | PCE | 1 | 29.56
020202G5116003F | 2F ULT ZIPR LCU/LCU 3F | PCE | 1 | 28.92
020202G5116003M | 2F ULT ZIPR LCU/LCU 3M | PCE | 1 | 30.12
020202G5116005M | 2F ULT ZIPR LCU/LCU 5M | PCE | 1 | 31.28
020202G5116006F | 2F ULT ZIPR LCU/LCU 6F | PCE | 1 | 29.44
020202G5120001M | 2F ULT ZIPR LCU/LCU 1M | PCE | 1 | 28.94
020202G5120002M | 2F ULT ZIPR LCU/LCU 2M | PCE | 1 | 29.5
020202G5120003F | 2F ULT ZIPR LCU/LCU 3F | PCE | 1 | 28.9
020202G5120003M | 2F ULT ZIPR LCU/LCU 3M | PCE | 1 | 30.04
020202G5120005M | 2F ULT ZIPR LCU/LCU 5M | PCE | 1 | 31.14
020202G5120006F | 2F ULT ZIPR LCU/LCU 6F | PCE | 1 | 29.4
020202G5120010F | 2F ULT ZIPR LCU/LCU 10F | PCE | 1 | 30.08
020202G5120015F | 2F ULT ZIPR LCU/LCU 15F | PCE | 1 | 30.92
020202G51V1002M | 2F ULT ZIPR LCU/LCU 2M | PCE | 1 | 29.56
020202G51V2002M | 2F ULT ZIPR LCU/LCU 2M | PCE | 1 | 29.5
020202G51V2003M | 2F ULT ZIPR LCU/LCU 3M | PCE | 1 | 30.04
020202G51V2005M | 2F ULT ZIPR LCU/LCU 5M | PCE | 1 | 31.14
020202G5820001M | 2F ULT ZIPP LCU/LCU 1M | PCE | 1 | 29
020202G5820003F | 2F ULT ZIPP LCU/LCU 3F | PCE | 1 | 28.94
020202G5820003M | 2F ULT ZIPP LCU/LCU 3M | PCE | 1 | 30.22
020202G5820005M | 2F ULT ZIPP LCU/LCU 5M | PCE | 1 | 31.44
020202G8120003M | 2F ULT MICR LCU/LCU 3M | PCE | 1 | 54.22
020202G8120010F | 2F ULT MICR LCU/LCU 10F | PCE | 1 | 54.26
020202G81NF003M | 2F ULT MICR LCU/LCU 3M | PCE | 1 | 65.34
020202G9120003M | 2F ULT DFXR LCU/LCU 3M | PCE | 1 | 38.22
020202J5112001M | 2F LBL ZIPR LCU/LCU 1M | PCE | 1 | 29.02
020202J5112002M | 2F LBL ZIPR LCU/LCU 2M | PCE | 1 | 29.66
020202J5112003M | 2F LBL ZIPR LCU/LCU 3M | PCE | 1 | 30.3
020202J5112005M | 2F LBL ZIPR LCU/LCU 5M | PCE | 1 | 31.56
020202R5116003M | 2F SM ZIPR LCU/LCU 3M | PCE | 1 | 30.12
020202R5120001M | 2F SM ZIPR LCU/LCU 1M | PCE | 1 | 28.94
020202R5120002M | 2F SM ZIPR LCU/LCU 2M | PCE | 1 | 29.5
022202R5116003F | 2F SM ZIPR LCU/LCA 3F | PCE | 1 | 32.52
022202R5116006F | 2F SM ZIPR LCU/LCA 6F | PCE | 1 | 33.04
022202R5120001M | 2F SM ZIPR LCU/LCA 1M | PCE | 1 | 32.54
022202R5120002M | 2F SM ZIPR LCU/LCA 2M | PCE | 1 | 33.08
022202R5120003M | 2F SM ZIPR LCU/LCA 3M | PCE | 1 | 33.64
022202R5120005M | 2F SM ZIPR LCU/LCA 5M | PCE | 1 | 34.74
022202R5120006F | 2F SM ZIPR LCU/LCA 6F | PCE | 1 | 33
024401G2131001M | 1F ULT 2.0 R LCU/SCA 1M | PCE | 1 | 17.34
024401G2131002M | 1F ULT 2.0 R LCU/SCA 2M | PCE | 1 | 17.82
024401G2131003F | 1F ULT 2.0 R LCU/SCA 3F | PCE | 1 | 17.3
024401G2131003M | 1F ULT 2.0 R LCU/SCA 3M | PCE | 1 | 18.3
024401G2131005M | 1F ULT 2.0 R LCU/SCA 5M | PCE | 1 | 19.24
024401G2131006F | 1F ULT 2.0 R LCU/SCA 6F | PCE | 1 | 17.74
024401G21V2001M | 1F ULT 2.0 R LCU/SCA 1M | PCE | 1 | 17.34
024401G21V2005M | 1F ULT 2.0 R LCU/SCA 5M | PCE | 1 | 19.24
024401G2831001M | 1F ULT 2.0 P LCU/SCA 1M | PCE | 1 | 17.4
024401G2831003F | 1F ULT 2.0 P LCU/SCA 3F | PCE | 1 | 17.34
024401G2831003M | 1F ULT 2.0 P LCU/SCA 3M | PCE | 1 | 18.44
024401G3116001M | 1F ULT 1.6 R LCU/SCA 1M | PCE | 1 | 17.38
024401G3116002M | 1F ULT 1.6 R LCU/SCA 2M | PCE | 1 | 17.86
024401G3116003M | 1F ULT 1.6 R LCU/SCA 3M | PCE | 1 | 18.38
024401G3116005M | 1F ULT 1.6 R LCU/SCA 5M | PCE | 1 | 19.36
024401G3116010F | 1F ULT 1.6 R LCU/SCA 10F | PCE | 1 | 18.38
024401G3116015F | 1F ULT 1.6 R LCU/SCA 15F | PCE | 1 | 19.14
024401R2131002M | 1F SM 2.0 R LCU/SCA 2M | PCE | 1 | 17.82
024401R2131003F | 1F SM 2.0 R LCU/SCA 3F | PCE | 1 | 17.3
024401R2131003M | 1F SM 2.0 R LCU/SCA 3M | PCE | 1 | 18.3
024401R2131005M | 1F SM 2.0 R LCU/SCA 5M | PCE | 1 | 19.24
024401R2131006F | 1F SM 2.0 R LCU/SCA 6F | PCE | 1 | 17.74
024401R2131010F | 1F SM 2.0 R LCU/SCA 10F | PCE | 1 | 18.32
024401R2131015F | 1F SM 2.0 R LCU/SCA 15F | PCE | 1 | 19.04
024402G5116003F | 2F ULT ZIPR LCU/SCA 3F | PCE | 1 | 34.28
024402G5116010F | 2F ULT ZIPR LCU/SCA 10F | PCE | 1 | 35.52
024402G5120001M | 2F ULT ZIPR LCU/SCA 1M | PCE | 1 | 34.3
022202G5820010F | 2F ULT ZIPP LCU/LCA 10F | PCE | 1 | 33.82
020402G5120003M | 2F ULT ZIPR LCU/LCUDX 3M | PCE | 1 | 30.02
020402G5120005M | 2F ULT ZIPR LCU/LCUDX 5M | PCE | 1 | 31.12
020402G5820001M | 2F ULT ZIPP LCU/LCUDX 1M | PCE | 1 | 28.98
021802G5120006F | 2F ULT ZIPR LCU/LCADX 6F | PCE | 1 | 33
022101G2131001M | 1F ULT 2.0 R LCU/FCA 1M | PCE | 1 | 12.84
022102G5120001M | 2F ULT ZIPR LCU/FCA 1M | PCE | 1 | 25.28
022201G2131001M | 1F ULT 2.0 R LCU/LCA 1M | PCE | 1 | 16.46
022201G2131002M | 1F ULT 2.0 R LCU/LCA 2M | PCE | 1 | 16.94
022201G2131003F | 1F ULT 2.0 R LCU/LCA 3F | PCE | 1 | 16.42
022201G2131003M | 1F ULT 2.0 R LCU/LCA 3M | PCE | 1 | 17.42
022201G2131005M | 1F ULT 2.0 R LCU/LCA 5M | PCE | 1 | 18.36
022201G2131006F | 1F ULT 2.0 R LCU/LCA 6F | PCE | 1 | 16.86
022201G2131010F | 1F ULT 2.0 R LCU/LCA 10F | PCE | 1 | 17.42
022201G2831003F | 1F ULT 2.0 P LCU/LCA 3F | PCE | 1 | 16.46
022201G2831003M | 1F ULT 2.0 P LCU/LCA 3M | PCE | 1 | 17.56
022201G2831006F | 1F ULT 2.0 P LCU/LCA 6F | PCE | 1 | 16.94
022201G2831010F | 1F ULT 2.0 P LCU/LCA 10F | PCE | 1 | 17.58
022201G3116001M | 1F ULT 1.6 R LCU/LCA 1M | PCE | 1 | 16.5
022201G3116002M | 1F ULT 1.6 R LCU/LCA 2M | PCE | 1 | 16.98
022201G3116003F | 1F ULT 1.6 R LCU/LCA 3F | PCE | 1 | 16.44
022201G3116003M | 1F ULT 1.6 R LCU/LCA 3M | PCE | 1 | 17.5
022201G3116005M | 1F ULT 1.6 R LCU/LCA 5M | PCE | 1 | 18.48
022201R2131003F | 1F SM 2.0 R LCU/LCA 3F | PCE | 1 | 16.42
022201R2131003M | 1F SM 2.0 R LCU/LCA 3M | PCE | 1 | 17.42
022201R2131006F | 1F SM 2.0 R LCU/LCA 6F | PCE | 1 | 16.86
022202G5116001M | 2F ULT ZIPR LCU/LCA 1M | PCE | 1 | 32.56
022202G5116002M | 2F ULT ZIPR LCU/LCA 2M | PCE | 1 | 33.16
022202G5120001M | 2F ULT ZIPR LCU/LCA 1M | PCE | 1 | 32.54
022202G5120002M | 2F ULT ZIPR LCU/LCA 2M | PCE | 1 | 33.08
022202G5120003F | 2F ULT ZIPR LCU/LCA 3F | PCE | 1 | 32.48
022202G5120003M | 2F ULT ZIPR LCU/LCA 3M | PCE | 1 | 33.64
022202G5120006F | 2F ULT ZIPR LCU/LCA 6F | PCE | 1 | 33
022202G5120010F | 2F ULT ZIPR LCU/LCA 10F | PCE | 1 | 33.68
022202G5120015F | 2F ULT ZIPR LCU/LCA 15F | PCE | 1 | 34.5
000424R8131010F | 24F SM MICR XXX/LCUDX 10F | PCE | 1 | 385.34
000424R8820002M | 24F SM MICP XXX/LCUDX 2M | PCE | 175 | 316.42
000424R8131005M | 24F SM MICR XXX/LCUDX 5M | PCE | 1 | 398.3
000424R8131003M | 24F SM MICR XXX/LCUDX 3M | PCE | 1 | 385.02
000424RC725005M | 24F SM RIBR XXX/LCUDX 5M | PCE | 70 | 599.34
000424RC825005M | 24F SM RIBP XXX/LCUDX 5M | PCE | 70 | 614.44
000448G8131002M | 48F ULT MICR XXX/LCUDX 2M | PCE | 175 | 873.8
000448G8131010F | 48F ULT MICR XXX/LCUDX 10F | PCE | 115 | 893.18
000424R8131002M | 24F SM MICR XXX/LCUDX 2M | PCE | 1 | 378.38
000424R8120005M | 24F SM MICR XXX/LCUDX 5M | PCE | 1 | 331.64
000424R8120003M | 24F SM MICR XXX/LCUDX 3M | PCE | 1 | 318.36
000424R8120002M | 24F SM MICR XXX/LCUDX 2M | PCE | 1 | 311.7
000424G8F0KA006F | 24F ULT MICR XXX/LCUDX 6F | PCE | 1 | 241.94
000424G880KA010F | 24F ULT MICP XXX/LCUDX 10F | PCE | 1 | 260.22
000424G880KA002M | 24F ULT MICP XXX/LCUDX 2M | PCE | 1 | 250.44
000424G8131006F | 24F ULT MICR XXX/LCUDX 6F | PCE | 1 | 377.24
000424G8131005M | 24F ULT MICR XXX/LCUDX 5M | PCE | 1 | 398.3
000448G880KA003M | 48F ULT MICP XXX/LCUDX 3M | PCE | 1 | 540.78
000448G880KA010F | 48F ULT MICP XXX/LCUDX 10F | PCE | 1 | 542
000448G880KC010F | 48F ULT MICP XXX/LCUDX 10F | PCE | 1 | 686.6
000472G8131010F | 72F ULT MICR XXX/LCUDX 10F | PCE | 1 | 1340.36
000472G880KA010F | 72F ULT MICP XXX/LCUDX 10F | PCE | 1 | 816.7
000472G8F0KA003F | 72F ULT MICR XXX/LCUDX 3F | PCE | 1 | 723.98
000496G8131006F | 96F ULT MICR XXX/LCUDX 6F | PCE | 192 | 1745.04
000496G880KA002M | 96F ULT MICP XXX/LCUDX 2M | PCE | 1 | 1036.06
000496G880KA010F | 96F ULT MICP XXX/LCUDX 10F | PCE | 1 | 1093.24
000496G880KC010F | 96F ULT MICP XXX/LCUDX 10F | PCE | 1 | 1237.82
0004E4G880KA010F | 144F ULT MICP XXX/LCUDX 10F | PCE | 1 | 1632.82
0004E4G8F0KA003F | 144F ULT MICR XXX/LCUDX 3F | PCE | 1 | 1439.16
0004E4GD90KA010F | 144F ULT EDGP XXX/LCUDX 10F | PCE | 1 | 2404.8
0004E4GUF0KA010F | 144F ULT FRLT XXX/LCUDX 10F | PCE | 1 | 1449.78
0004E4RC725015F | 144F SM RIBR XXX/LCUDX 15F | PCE | 77 | 3401.32
000502K5116003M | 2F OM1 ZIPR XXX/LCDX 3M | PCE | 1 | 20.42
000502K5120001M | 2F OM1 ZIPR XXX/LCDX 1M | PCE | 1 | 16.22
000424G8131003M | 24F ULT MICR XXX/LCUDX 3M | PCE | 1 | 385.02
000412G81NF003M | 12F ULT MICR XXX/LCUDX 3M | PCE | 1 | 192.34
000412G81NF005M | 12F ULT MICR XXX/LCUDX 5M | PCE | 1 | 198.88
000412G81NF006F | 12F ULT MICR XXX/LCUDX 6F | PCE | 1 | 188.52
000412G81NF010F | 12F ULT MICR XXX/LCUDX 10F | PCE | 1 | 192.5
000412G81NF015F | 12F ULT MICR XXX/LCUDX 15F | PCE | 1 | 197.48
000412G880KA002M | 12F ULT MICP XXX/LCUDX 2M | PCE | 1 | 124.14
000412G880KA003M | 12F ULT MICP XXX/LCUDX 3M | PCE | 1 | 128.28
000412G880KA010F | 12F ULT MICP XXX/LCUDX 10F | PCE | 1 | 128.48
000412G880KC010F | 12F ULT MICP XXX/LCUDX 10F | PCE | 1 | 273.06
000412G8820002M | 12F ULT MICP XXX/LCUDX 2M | PCE | 1 | 156.9
000412G8820003M | 12F ULT MICP XXX/LCUDX 3M | PCE | 1 | 160.74
000412GD90KA010F | 12F ULT EDGP XXX/LCUDX 10F | PCE | 1 | 204.94
000412R8120002M | 12F SM MICR XXX/LCUDX 2M | PCE | 1 | 155.74
000412R8120003M | 12F SM MICR XXX/LCUDX 3M | PCE | 1 | 159
000412R8120005M | 12F SM MICR XXX/LCUDX 5M | PCE | 1 | 165.54
000412R8120006F | 12F SM MICR XXX/LCUDX 6F | PCE | 1 | 155.18
000412R81NF002M | 12F SM MICR XXX/LCUDX 2M | PCE | 1 | 189.08
000412R81NF003M | 12F SM MICR XXX/LCUDX 3M | PCE | 1 | 192.34
000412R81NF010F | 12F SM MICR XXX/LCUDX 10F | PCE | 1 | 192.5
000412R8820002M | 12F SM MICP XXX/LCUDX 2M | PCE | 1 | 156.9
000412R8820003M | 12F SM MICP XXX/LCUDX 3M | PCE | 1 | 160.74
000412R88NF002M | 12F SM MICP XXX/LCUDX 2M | PCE | 1 | 190.24
000412RC725005M | 12F SM RIBR XXX/LCUDX 5M | PCE | 70 | 313.14
000412RC725015F | 12F SM RIBR XXX/LCUDX 15F | PCE | 77 | 309.94
000412RC736005M | 12F SM RIBR XXX/LCUDX 5M | PCE | 70 | 313.14
000412RC825005M | 12F SM RIBP XXX/LCUDX 5M | PCE | 70 | 322.22
000412RJ131001M | 12F SM RICR XXX/LCUDX 1M | PCE | 1 | 171.28
000412RJ131002M | 12F SM RICR XXX/LCUDX 2M | PCE | 1 | 173.36
000412RJ831003F | 12F SM RICP XXX/LCUDX 3F | PCE | 1 | 171.1
000412RJ831003M | 12F SM RICP XXX/LCUDX 3M | PCE | 1 | 175.44
000412RJ831006F | 12F SM RICP XXX/LCUDX 6F | PCE | 1 | 173
000424G8120002M | 24F ULT MICR XXX/LCUDX 2M | PCE | 1 | 311.7
000424G8120003M | 24F ULT MICR XXX/LCUDX 3M | PCE | 1 | 318.36
000424G8131002M | 24F ULT MICR XXX/LCUDX 2M | PCE | 1 | 378.38
000506T81NF003M | 6F OM3 MICR XXX/LCDX 3M | PCE | 117 | 104.54
000506T880KA002M | 6F OM3 MICP XXX/LCDX 2M | PCE | 1 | 66.7
000512K8120002M | 12F OM1 MICR XXX/LCDX 2M | PCE | 1 | 176.76
000512K8120003M | 12F OM1 MICR XXX/LCDX 3M | PCE | 1 | 190.54
000512K8120005M | 12F OM1 MICR XXX/LCDX 5M | PCE | 1 | 218.1
000512K81NF002M | 12F OM1 MICR XXX/LCDX 2M | PCE | 1 | 210.1
000512K81NF003M | 12F OM1 MICR XXX/LCDX 3M | PCE | 1 | 223.88
000512K81NF005M | 12F OM1 MICR XXX/LCDX 5M | PCE | 1 | 251.44
000512K8820002M | 12F OM1 MICP XXX/LCDX 2M | PCE | 175 | 178.18
000512K8820003M | 12F OM1 MICP XXX/LCDX 3M | PCE | 117 | 192.68
000512K88NF003M | 12F OM1 MICP XXX/LCDX 3M | PCE | 117 | 226.02
000512K8F0KA003F | 12F OM1 MICR XXX/LCDX 3F | PCE | 1 | 123.22
000512Q8120002M | 12F OM4 MICR XXX/LCDX 2M | PCE | 175 | 165.38
000512Q8120003M | 12F OM4 MICR XXX/LCDX 3M | PCE | 117 | 173.48
000512Q8120006F | 12F OM4 MICR XXX/LCDX 6F | PCE | 192 | 164
000512Q81NF002M | 12F OM4 MICR XXX/LCDX 2M | PCE | 175 | 198.72
000512Q81NF003M | 12F OM4 MICR XXX/LCDX 3M | PCE | 117 | 206.82
000512Q81NF005M | 12F OM4 MICR XXX/LCDX 5M | PCE | 70 | 222.98
000512Q880KA002M | 12F OM4 MICP XXX/LCDX 2M | PCE | 1 | 137.58
000512Q8820002M | 12F OM4 MICP XXX/LCDX 2M | PCE | 1 | 172.66
000512Q8820003M | 12F OM4 MICP XXX/LCDX 3M | PCE | 1 | 184.36
000512QD90KA010F | 12F OM4 EDGP XXX/LCDX 10F | PCE | 1 | 237.26
000512QD90KC010F | 12F OM4 EDGP XXX/LCDX 10F | PCE | 1 | 381.84
000512T8120002M | 12F OM3 MICR XXX/LCDX 2M | PCE | 1 | 182.86
000512T8120003M | 12F OM3 MICR XXX/LCDX 3M | PCE | 1 | 199.68
000512T81NF002M | 12F OM3 MICR XXX/LCDX 2M | PCE | 1 | 216.18
000512T81NF003M | 12F OM3 MICR XXX/LCDX 3M | PCE | 1 | 233.02
000512T81NF005M | 12F OM3 MICR XXX/LCDX 5M | PCE | 1 | 266.66
000512T8820002M | 12F OM3 MICP XXX/LCDX 2M | PCE | 1 | 166.08
000512T8820003M | 12F OM3 MICP XXX/LCDX 3M | PCE | 1 | 174.52
000512T8F0KA001M | 12F OM3 MICR XXX/LCDX 1M | PCE | 1 | 126.38
000524K8120003M | 24F OM1 MICR XXX/LCDX 3M | PCE | 1 | 380.34
000524K8130005M | 24F OM1 MICR XXX/LCDX 5M | PCE | 1 | 501.6
000524K8830002M | 24F OM1 MICP XXX/LCDX 2M | PCE | 175 | 434.28
000506T81NF002M | 6F OM3 MICR XXX/LCDX 2M | PCE | 175 | 100.12
000502K5120002M | 2F OM1 ZIPR XXX/LCDX 2M | PCE | 1 | 18.16
000502K5120003M | 2F OM1 ZIPR XXX/LCDX 3M | PCE | 1 | 20.12
000502K5120005M | 2F OM1 ZIPR XXX/LCDX 5M | PCE | 1 | 24.04
000502K5820003M | 2F OM1 ZIPP XXX/LCDX 3M | PCE | 1 | 20.7
000502Q5120001M | 2F OM4 ZIPR XXX/LCDX 1M | PCE | 1 | 16.84
000502Q5120002M | 2F OM4 ZIPR XXX/LCDX 2M | PCE | 1 | 19.42
000502Q5120003F | 2F OM4 ZIPR XXX/LCDX 3F | PCE | 1 | 16.62
000502Q5120003M | 2F OM4 ZIPR XXX/LCDX 3M | PCE | 1 | 22.02
000502Q5820001M | 2F OM4 ZIPP XXX/LCDX 1M | PCE | 1 | 17.1
000502Q5820003F | 2F OM4 ZIPP XXX/LCDX 3F | PCE | 1 | 16.86
000502T5116003M | 2F OM3 ZIPR XXX/LCDX 3M | PCE | 1 | 20.42
000502T5120001M | 2F OM3 ZIPR XXX/LCDX 1M | PCE | 1 | 16.22
000502T5120002M | 2F OM3 ZIPR XXX/LCDX 2M | PCE | 1 | 18.16
000502T5120003F | 2F OM3 ZIPR XXX/LCDX 3F | PCE | 1 | 16.04
000502T5120003M | 2F OM3 ZIPR XXX/LCDX 3M | PCE | 1 | 20.12
000502T5820001M | 2F OM3 ZIPP XXX/LCDX 1M | PCE | 1 | 16.4
000502T5820002M | 2F OM3 ZIPP XXX/LCDX 2M | PCE | 1 | 18.56
000502T5820003M | 2F OM3 ZIPP XXX/LCDX 3M | PCE | 1 | 20.7
000502T81NF003M | 2F OM3 MICR XXX/LCDX 3M | PCE | 117 | 36
000504K81NF003M | 4F OM1 MICR XXX/LCDX 3M | PCE | 1 | 78.8
000504Q8120006F | 4F OM4 MICR XXX/LCDX 6F | PCE | 192 | 58.16
000506K8120002M | 6F OM1 MICR XXX/LCDX 2M | PCE | 1 | 88.68
000506K8120003M | 6F OM1 MICR XXX/LCDX 3M | PCE | 1 | 95.72
000506K81NF002M | 6F OM1 MICR XXX/LCDX 2M | PCE | 1 | 105.34
000506Q8120002M | 6F OM4 MICR XXX/LCDX 2M | PCE | 175 | 83.96
000506Q8120003M | 6F OM4 MICR XXX/LCDX 3M | PCE | 117 | 88.64
000506Q81NF002M | 6F OM4 MICR XXX/LCDX 2M | PCE | 175 | 100.62
000506Q81NF003M | 6F OM4 MICR XXX/LCDX 3M | PCE | 117 | 105.32
000506Q880KA003M | 6F OM4 MICP XXX/LCDX 3M | PCE | 1 | 76.16
000506Q880KA006F | 6F OM4 MICP XXX/LCDX 6F | PCE | 1 | 69.04
000506Q8820010F | 6F OM4 MICP XXX/LCDX 10F | PCE | 1 | 94.4
000506QD90KA010F | 6F OM4 EDGP XXX/LCDX 10F | PCE | 1 | 131.8
000506T8120002M | 6F OM3 MICR XXX/LCDX 2M | PCE | 175 | 83.44
000506T8120003M | 6F OM3 MICR XXX/LCDX 3M | PCE | 117 | 87.88
000412G81NF002M | 12F ULT MICR XXX/LCUDX 2M | PCE | 1 | 189.08
000301Q4190006F | 1F OM4 900 XXX/LC 6F | PCE | 1 | 8.62
000301T2180001M | 1F OM3 2.0 R XXX/LC 1M | PCE | 1 | 8.3
000301T2180002M | 1F OM3 2.0 R XXX/LC 2M | PCE | 1 | 9.48
000301T2180003F | 1F OM3 2.0 R XXX/LC 3F | PCE | 1 | 8.2
000301T2180003M | 1F OM3 2.0 R XXX/LC 3M | PCE | 1 | 10.64
000301T2180005M | 1F OM3 2.0 R XXX/LC 5M | PCE | 1 | 13
000301T2880001M | 1F OM3 2.0 P XXX/LC 1M | PCE | 1 | 8.42
000301T2880003M | 1F OM3 2.0 P XXX/LC 3M | PCE | 1 | 11
000301T3116002M | 1F OM3 1.6 R XXX/LC 2M | PCE | 1 | 9.58
000301T4180001M | 1F OM3 900 XXX/LC 1M | PCE | 1 | 7.74
000301T4180002M | 1F OM3 900 XXX/LC 2M | PCE | 1 | 8.36
000301T4180003F | 1F OM3 900 XXX/LC 3F | PCE | 1 | 7.7
000301T4180003M | 1F OM3 900 XXX/LC 3M | PCE | 1 | 8.98
000302K5120002M | 2F OM1 ZIPR XXX/LC 2M | PCE | 1 | 18.16
000302K5120003M | 2F OM1 ZIPR XXX/LC 3M | PCE | 1 | 20.12
000302Q5120001M | 2F OM4 ZIPR XXX/LC 1M | PCE | 1 | 16.84
000302Q5120002M | 2F OM4 ZIPR XXX/LC 2M | PCE | 1 | 19.42
000302Q5120003M | 2F OM4 ZIPR XXX/LC 3M | PCE | 1 | 22.02
000302T5116002M | 2F OM3 ZIPR XXX/LC 2M | PCE | 1 | 18.36
000302T5120001M | 2F OM3 ZIPR XXX/LC 1M | PCE | 1 | 16.22
000302T5120002M | 2F OM3 ZIPR XXX/LC 2M | PCE | 1 | 18.16
000302T5120005M | 2F OM3 ZIPR XXX/LC 5M | PCE | 1 | 24.04
000304T88NF002M | 4F OM3 MICP XXX/LC 2M | PCE | 175 | 76.1
000306K81NF002M | 6F OM1 MICR XXX/LC 2M | PCE | 1 | 116.74
000306K81NF003M | 6F OM1 MICR XXX/LC 3M | PCE | 1 | 123.78
000306K88NF003M | 6F OM1 MICP XXX/LC 3M | PCE | 117 | 127.38
000306Q8120002M | 6F OM4 MICR XXX/LC 2M | PCE | 175 | 95.36
000306Q8120003M | 6F OM4 MICR XXX/LC 3M | PCE | 117 | 100.04
000306Q880KA002M | 6F OM4 MICP XXX/LC 2M | PCE | 1 | 81.5
000306Q880KA003M | 6F OM4 MICP XXX/LC 3M | PCE | 1 | 87.56
000306T8120002M | 6F OM3 MICR XXX/LC 2M | PCE | 175 | 94.84
000306T8120003M | 6F OM3 MICR XXX/LC 3M | PCE | 117 | 99.28
000306T81NF003M | 6F OM3 MICR XXX/LC 3M | PCE | 117 | 115.94
000306T81NF006F | 6F OM3 MICR XXX/LC 6F | PCE | 192 | 110.76
000301Q4190003M | 1F OM4 900 XXX/LC 3M | PCE | 1 | 9.58
000224G880KA002M | 24F ULT MICP XXX/LCU 2M | PCE | 1 | 274.7
000224R8120002M | 24F SM MICR XXX/LCU 2M | PCE | 1 | 335.98
000224R8131003M | 24F SM MICR XXX/LCU 3M | PCE | 1 | 409.28
000224R8131006F | 24F SM MICR XXX/LCU 6F | PCE | 1 | 401.52
000224R8131010F | 24F SM MICR XXX/LCU 10F | PCE | 1 | 409.6
000224RC725005M | 24F SM RIBR XXX/LCU 5M | PCE | 70 | 623.62
000224RC725015F | 24F SM RIBR XXX/LCU 15F | PCE | 77 | 619.54
000224RC825015F | 24F SM RIBP XXX/LCU 15F | PCE | 77 | 633.34
000248G8131003M | 48F ULT MICR XXX/LCU 3M | PCE | 117 | 940.82
000248GD90KA010F | 48F ULT EDGP XXX/LCU 10F | PCE | 1 | 851.8
000272G8131003M | 72F ULT MICR XXX/LCU 3M | PCE | 1 | 1411.84
000272R8120002M | 72F SM MICR XXX/LCU 2M | PCE | 175 | 1617.78
000272R8120005M | 72F SM MICR XXX/LCU 5M | PCE | 70 | 1692.32
000272RC725005M | 72F SM RIBR XXX/LCU 5M | PCE | 70 | 1798.68
000296G8120006F | 96F ULT MICR XXX/LCU 6F | PCE | 192 | 2162.14
0002E4G8131006F | 144F ULT MICR XXX/LCU 6F | PCE | 1 | 2759.2
0002E4G880KA010F | 144F ULT MICP XXX/LCU 10F | PCE | 1 | 1778.42
000301K2130001M | 1F OM1 2.0 R XXX/LC 1M | PCE | 1 | 8.34
000301K2130002M | 1F OM1 2.0 R XXX/LC 2M | PCE | 1 | 9.56
000301K2130003M | 1F OM1 2.0 R XXX/LC 3M | PCE | 1 | 10.76
000301K2830001M | 1F OM1 2.0 P XXX/LC 1M | PCE | 1 | 8.62
000301K2830003M | 1F OM1 2.0 P XXX/LC 3M | PCE | 1 | 11.56
000301K4130001M | 1F OM1 900 XXX/LC 1M | PCE | 1 | 7.88
000301K4130003M | 1F OM1 900 XXX/LC 3M | PCE | 1 | 9.4
000301Q2190001M | 1F OM4 2.0 R XXX/LC 1M | PCE | 1 | 8.68
000301Q2190002M | 1F OM4 2.0 R XXX/LC 2M | PCE | 1 | 10.24
000301Q2190003M | 1F OM4 2.0 R XXX/LC 3M | PCE | 1 | 11.78
000301Q2190010F | 1F OM4 2.0 R XXX/LC 10F | PCE | 1 | 11.86
000301Q2890001M | 1F OM4 2.0 P XXX/LC 1M | PCE | 1 | 8.84
000301Q2890002M | 1F OM4 2.0 P XXX/LC 2M | PCE | 1 | 10.54
000301Q3116001M | 1F OM4 1.6 R XXX/LC 1M | PCE | 1 | 8.76
000301Q3116003M | 1F OM4 1.6 R XXX/LC 3M | PCE | 1 | 12.02
000301Q4190001M | 1F OM4 900 XXX/LC 1M | PCE | 1 | 7.94
000301Q4190003F | 1F OM4 900 XXX/LC 3F | PCE | 1 | 7.86
000402G5120002M | 2F ULT ZIPR XXX/LCUDX 2M | PCE | 1 | 15.26
000402G5120003F | 2F ULT ZIPR XXX/LCUDX 3F | PCE | 1 | 14.66
000402G5120003M | 2F ULT ZIPR XXX/LCUDX 3M | PCE | 1 | 15.82
000402G5820001M | 2F ULT ZIPP XXX/LCUDX 1M | PCE | 1 | 14.78
000402G5820002M | 2F ULT ZIPP XXX/LCUDX 2M | PCE | 1 | 15.38
000402G8120006F | 2F ULT MICR XXX/LCUDX 6F | PCE | 1 | 27.4
000402G81NF003M | 2F ULT MICR XXX/LCUDX 3M | PCE | 1 | 34.18
000402R5116001M | 2F SM ZIPR XXX/LCUDX 1M | PCE | 1 | 14.74
000402R5120001M | 2F SM ZIPR XXX/LCUDX 1M | PCE | 1 | 14.72
000402R5120002M | 2F SM ZIPR XXX/LCUDX 2M | PCE | 1 | 15.26
000402R5120003F | 2F SM ZIPR XXX/LCUDX 3F | PCE | 1 | 14.66
000402R5120003M | 2F SM ZIPR XXX/LCUDX 3M | PCE | 1 | 15.82
000402R8120010F | 2F SM MICR XXX/LCUDX 10F | PCE | 1 | 28.58
000404G8120002M | 4F ULT MICR XXX/LCUDX 2M | PCE | 1 | 52.62
000404G81NF002M | 4F ULT MICR XXX/LCUDX 2M | PCE | 1 | 63.74
000404R8120002M | 4F SM MICR XXX/LCUDX 2M | PCE | 1 | 52.62
000406G8120002M | 6F ULT MICR XXX/LCUDX 2M | PCE | 1 | 77.7
000406G8120003M | 6F ULT MICR XXX/LCUDX 3M | PCE | 1 | 79.24
000406G8120005M | 6F ULT MICR XXX/LCUDX 5M | PCE | 1 | 82.34
000406G8120006F | 6F ULT MICR XXX/LCUDX 6F | PCE | 1 | 77.42
000406G81NF002M | 6F ULT MICR XXX/LCUDX 2M | PCE | 1 | 94.36
000406G81NF003M | 6F ULT MICR XXX/LCUDX 3M | PCE | 1 | 95.92
000406G81NF006F | 6F ULT MICR XXX/LCUDX 6F | PCE | 1 | 94.1
000406G81NF010F | 6F ULT MICR XXX/LCUDX 10F | PCE | 1 | 95.98
000406G880KA002M | 6F ULT MICP XXX/LCUDX 2M | PCE | 1 | 64.3
000406R8120002M | 6F SM MICR XXX/LCUDX 2M | PCE | 1 | 77.7
000406R81NF010F | 6F SM MICR XXX/LCUDX 10F | PCE | 1 | 95.98
000408G81NF010F | 8F ULT MICR XXX/LCUDX 10F | PCE | 1 | 129.46
000412G61XD003M | 12F ULT FANR XXX/LCUDX 3M | PCE | 117 | 171.08
000412G8120002M | 12F ULT MICR XXX/LCUDX 2M | PCE | 1 | 155.74
000412G8120003M | 12F ULT MICR XXX/LCUDX 3M | PCE | 1 | 159
000412G8120005M | 12F ULT MICR XXX/LCUDX 5M | PCE | 1 | 165.54
000412G8120006F | 12F ULT MICR XXX/LCUDX 6F | PCE | 1 | 155.18
000412G8120010F | 12F ULT MICR XXX/LCUDX 10F | PCE | 1 | 159.16
000402G5120001M | 2F ULT ZIPR XXX/LCUDX 1M | PCE | 1 | 14.72
000306T880KA002M | 6F OM3 MICP XXX/LC 2M | PCE | 1 | 78.1
000306T880KA003M | 6F OM3 MICP XXX/LC 3M | PCE | 1 | 82.48
000312K8120003M | 12F OM1 MICR XXX/LC 3M | PCE | 1 | 213.34
000312K81NF002M | 12F OM1 MICR XXX/LC 2M | PCE | 1 | 232.9
000312K81NF003M | 12F OM1 MICR XXX/LC 3M | PCE | 1 | 246.68
000312K81NF005M | 12F OM1 MICR XXX/LC 5M | PCE | 1 | 274.24
000312K8820003M | 12F OM1 MICP XXX/LC 3M | PCE | 117 | 215.48
000312K88NF003M | 12F OM1 MICP XXX/LC 3M | PCE | 117 | 248.82
000312Q8120002M | 12F OM4 MICR XXX/LC 2M | PCE | 175 | 188.18
000312Q8120003M | 12F OM4 MICR XXX/LC 3M | PCE | 117 | 196.28
000312Q8120010F | 12F OM4 MICR XXX/LC 10F | PCE | 115 | 196.68
000312Q81NF002M | 12F OM4 MICR XXX/LC 2M | PCE | 175 | 221.52
000312Q81NF003M | 12F OM4 MICR XXX/LC 3M | PCE | 117 | 229.62
000312Q880KA002M | 12F OM4 MICP XXX/LC 2M | PCE | 1 | 160.38
000312Q880KA003M | 12F OM4 MICP XXX/LC 3M | PCE | 1 | 171.24
000312Q8820003M | 12F OM4 MICP XXX/LC 3M | PCE | 1 | 207.16
000312Q8820006F | 12F OM4 MICP XXX/LC 6F | PCE | 1 | 193.44
000312QU40KA001M | 12F OM4 LT XXX/LC 1M | PCE | 1 | 152.18
000312T8120002M | 12F OM3 MICR XXX/LC 2M | PCE | 1 | 205.66
000312T8120003M | 12F OM3 MICR XXX/LC 3M | PCE | 1 | 222.48
000312T8120005M | 12F OM3 MICR XXX/LC 5M | PCE | 1 | 256.12
000312T81NF002M | 12F OM3 MICR XXX/LC 2M | PCE | 1 | 239
000312T81NF003M | 12F OM3 MICR XXX/LC 3M | PCE | 1 | 255.82
000312T81NF005M | 12F OM3 MICR XXX/LC 5M | PCE | 1 | 289.46
000312T81NF010F | 12F OM3 MICR XXX/LC 10F | PCE | 1 | 256.64
000312T880KA002M | 12F OM3 MICP XXX/LC 2M | PCE | 1 | 155.54
000312T880KA003M | 12F OM3 MICP XXX/LC 3M | PCE | 1 | 163.98
000312T8820003M | 12F OM3 MICP XXX/LC 3M | PCE | 1 | 197.32
000312TJ880001M | 12F OM3 RICP XXX/LC 1M | PCE | 350 | 200.12
000312TJ880003F | 12F OM3 RICP XXX/LC 3F | PCE | 383 | 199.44
000324Q880KA002M | 24F OM4 MICP XXX/LC 2M | PCE | 1 | 323.28
000402G5116001M | 2F ULT ZIPR XXX/LCUDX 1M | PCE | 1 | 14.74
000402G5116002M | 2F ULT ZIPR XXX/LCUDX 2M | PCE | 1 | 15.32
000402G5116003F | 2F ULT ZIPR XXX/LCUDX 3F | PCE | 1 | 14.7
000524Q8120002M | 24F OM4 MICR XXX/LCDX 2M | PCE | 175 | 345.4
004402G5820003M | 2F ULT ZIPP XXX/SCA 3M | PCE | 1 | 21.38
004402G8120006F | 2F ULT MICR XXX/SCA 6F | PCE | 1 | 35
004402G5820003F | 2F ULT ZIPP XXX/SCA 3F | PCE | 1 | 20.1
004402G5120006F | 2F ULT ZIPR XXX/SCA 6F | PCE | 1 | 20.56
004402R5120001M | 2F SM ZIPR XXX/SCA 1M | PCE | 1 | 20.1
004402R5831006F | 2F SM ZIPP XXX/SCA 6F | PCE | 1 | 20.72
004406G8120002M | 6F ULT MICR XXX/SCA 2M | PCE | 1 | 86.42
004406G8120006F | 6F ULT MICR XXX/SCA 6F | PCE | 1 | 86.16
004402G5120003M | 2F ULT ZIPR XXX/SCA 3M | PCE | 1 | 21.22
004402G5120003F | 2F ULT ZIPR XXX/SCA 3F | PCE | 1 | 20.06
004402G5120002M | 2F ULT ZIPR XXX/SCA 2M | PCE | 1 | 20.66
004402G5120001M | 2F ULT ZIPR XXX/SCA 1M | PCE | 1 | 20.1
004402G5116006F | 2F ULT ZIPR XXX/SCA 6F | PCE | 1 | 20.62
004402G5116003F | 2F ULT ZIPR XXX/SCA 3F | PCE | 1 | 20.1
004401UR1BF010F | 1F ZBL DRP XXX/SCA 10F | PCE | 1 | 14.18
004401UR1B8010F | 1F ZBL DRP XXX/SCA 10F | PCE | 1 | 14.2
004401R4131005M | 1F SM 900 XXX/SCA 5M | PCE | 1 | 10.96
004406G81NF002M | 6F ULT MICR XXX/SCA 2M | PCE | 1 | 103.1
004406G81NF003M | 6F ULT MICR XXX/SCA 3M | PCE | 1 | 104.64
004406G880KA003M | 6F ULT MICP XXX/SCA 3M | PCE | 1 | 76.2
004406G880KA006F | 6F ULT MICP XXX/SCA 6F | PCE | 1 | 72.5
004406R8120002M | 6F SM MICR XXX/SCA 2M | PCE | 1 | 86.42
004406R8131003M | 6F SM MICR XXX/SCA 3M | PCE | 1 | 104.64
004406R81NF002M | 6F SM MICR XXX/SCA 2M | PCE | 1 | 103.1
004406R81NF005M | 6F SM MICR XXX/SCA 5M | PCE | 1 | 107.74
004406R88NF003M | 6F SM MICP XXX/SCA 3M | PCE | 117 | 105.4
004412G8120002M | 12F ULT MICR XXX/SCA 2M | PCE | 1 | 173.2
004412G8120003M | 12F ULT MICR XXX/SCA 3M | PCE | 1 | 176.48
004412G8120010F | 12F ULT MICR XXX/SCA 10F | PCE | 1 | 176.64
004412G81NF002M | 12F ULT MICR XXX/SCA 2M | PCE | 1 | 206.54
004412G81NF003M | 12F ULT MICR XXX/SCA 3M | PCE | 1 | 209.82
004412G880KA002M | 12F ULT MICP XXX/SCA 2M | PCE | 1 | 141.6
004412G880KA003M | 12F ULT MICP XXX/SCA 3M | PCE | 1 | 145.74
004412G880KA006F | 12F ULT MICP XXX/SCA 6F | PCE | 1 | 140.9
004401R4131003M | 1F SM 900 XXX/SCA 3M | PCE | 1 | 10.48
003912T81NF005M | 12F OM3 MICR XXX/SC 5M | PCE | 1 | 281.46
003912T880KA002M | 12F OM3 MICP XXX/SC 2M | PCE | 1 | 147.54
003912T880KA003M | 12F OM3 MICP XXX/SC 3M | PCE | 1 | 155.98
003912TJ880003M | 12F OM3 RICP XXX/SC 3M | PCE | 117 | 208.32
004401G2131001M | 1F ULT 2.0 R XXX/SCA 1M | PCE | 1 | 10.26
004401G2131002M | 1F ULT 2.0 R XXX/SCA 2M | PCE | 1 | 10.72
004401G2131003M | 1F ULT 2.0 R XXX/SCA 3M | PCE | 1 | 11.2
004401G2131005M | 1F ULT 2.0 R XXX/SCA 5M | PCE | 1 | 12.14
004401G2131006F | 1F ULT 2.0 R XXX/SCA 6F | PCE | 1 | 10.64
004401G21V2001M | 1F ULT 2.0 R XXX/SCA 1M | PCE | 1 | 10.26
004401G2831001M | 1F ULT 2.0 P XXX/SCA 1M | PCE | 1 | 10.3
004401G2831003F | 1F ULT 2.0 P XXX/SCA 3F | PCE | 1 | 10.26
004401G2831003M | 1F ULT 2.0 P XXX/SCA 3M | PCE | 1 | 11.34
004401G3116001M | 1F ULT 1.6 R XXX/SCA 1M | PCE | 1 | 10.28
004401G3116003F | 1F ULT 1.6 R XXX/SCA 3F | PCE | 1 | 10.24
004401G3116003M | 1F ULT 1.6 R XXX/SCA 3M | PCE | 1 | 11.28
004401G3131001M | 1F ULT 2.9 R XXX/SCA 1M | PCE | 350 | 10.28
004401G3131003M | 1F ULT 2.9 R XXX/SCA 3M | PCE | 117 | 11.28
004401R2131001M | 1F SM 2.0 R XXX/SCA 1M | PCE | 1 | 10.26
004401R2131002M | 1F SM 2.0 R XXX/SCA 2M | PCE | 1 | 10.72
004401R2131003F | 1F SM 2.0 R XXX/SCA 3F | PCE | 1 | 10.2
004401R2131003M | 1F SM 2.0 R XXX/SCA 3M | PCE | 1 | 11.2
004401R2131005M | 1F SM 2.0 R XXX/SCA 5M | PCE | 1 | 12.14
004401R2131006F | 1F SM 2.0 R XXX/SCA 6F | PCE | 1 | 10.64
004401R2131010F | 1F SM 2.0 R XXX/SCA 10F | PCE | 1 | 11.22
004401R2831001M | 1F SM 2.0 P XXX/SCA 1M | PCE | 1 | 10.3
004401R3116001M | 1F SM 1.6 R XXX/SCA 1M | PCE | 1 | 10.28
004401R3131001M | 1F SM 2.9 R XXX/SCA 1M | PCE | 1 | 10.28
004401R3131002M | 1F SM 2.9 R XXX/SCA 2M | PCE | 1 | 10.78
004401R3131003F | 1F SM 2.9 R XXX/SCA 3F | PCE | 1 | 10.24
004401R3131003M | 1F SM 2.9 R XXX/SCA 3M | PCE | 1 | 11.28
004401R4131001M | 1F SM 900 XXX/SCA 1M | PCE | 1 | 10.02
004401R4131002M | 1F SM 900 XXX/SCA 2M | PCE | 1 | 10.26
004401R4131003F | 1F SM 900 XXX/SCA 3F | PCE | 1 | 10
005002T5120003F | 2F OM3 ZIPR XXX/ST 3F | PCE | 1 | 9.16
005002T5120003M | 2F OM3 ZIPR XXX/ST 3M | PCE | 1 | 13.24
005004K8130002M | 4F OM1 MICR XXX/ST 2M | PCE | 1 | 57.02
005006K8120002M | 6F OM1 MICR XXX/ST 2M | PCE | 1 | 65
005006K8120003M | 6F OM1 MICR XXX/ST 3M | PCE | 1 | 72.04
005006K81NF002M | 6F OM1 MICR XXX/ST 2M | PCE | 1 | 81.68
005006K81NF003M | 6F OM1 MICR XXX/ST 3M | PCE | 1 | 88.72
005006K88NF002M | 6F OM1 MICP XXX/ST 2M | PCE | 175 | 84.08
005006K88NF003M | 6F OM1 MICP XXX/ST 3M | PCE | 117 | 92.32
005006Q8120002M | 6F OM4 MICR XXX/ST 2M | PCE | 175 | 60.3
005006Q81NF002M | 6F OM4 MICR XXX/ST 2M | PCE | 175 | 76.96
005006Q81NF003M | 6F OM4 MICR XXX/ST 3M | PCE | 117 | 81.64
005006Q880KA003M | 6F OM4 MICP XXX/ST 3M | PCE | 1 | 52.5
005006T8120002M | 6F OM3 MICR XXX/ST 2M | PCE | 175 | 59.78
005006T8120003M | 6F OM3 MICR XXX/ST 3M | PCE | 117 | 64.2
005006T81NF002M | 6F OM3 MICR XXX/ST 2M | PCE | 175 | 76.44
005006T81NF003M | 6F OM3 MICR XXX/ST 3M | PCE | 117 | 80.88
005006T880KA003M | 6F OM3 MICP XXX/ST 3M | PCE | 1 | 47.4
005012K61LD002M | 12F OM1 FANR XXX/ST 2M | PCE | 175 | 119.98
005012K61LD003M | 12F OM1 FANR XXX/ST 3M | PCE | 117 | 132.36
005012K8120002M | 12F OM1 MICR XXX/ST 2M | PCE | 1 | 129.42
005012K8120003M | 12F OM1 MICR XXX/ST 3M | PCE | 1 | 143.2
005012K8120005M | 12F OM1 MICR XXX/ST 5M | PCE | 1 | 170.76
005012K81NF002M | 12F OM1 MICR XXX/ST 2M | PCE | 1 | 162.76
005012K81NF003M | 12F OM1 MICR XXX/ST 3M | PCE | 1 | 176.54
005012K81NF005M | 12F OM1 MICR XXX/ST 5M | PCE | 1 | 204.1
005012K81NF010F | 12F OM1 MICR XXX/ST 10F | PCE | 1 | 177.18
005012K88NF003M | 12F OM1 MICP XXX/ST 3M | PCE | 117 | 178.68
005012Q8120002M | 12F OM4 MICR XXX/ST 2M | PCE | 175 | 118.06
005012Q81NF002M | 12F OM4 MICR XXX/ST 2M | PCE | 175 | 151.38
005012Q81NF003M | 12F OM4 MICR XXX/ST 3M | PCE | 117 | 159.48
005012Q880KA003M | 12F OM4 MICP XXX/ST 3M | PCE | 1 | 101.1
005012T8120003M | 12F OM3 MICR XXX/ST 3M | PCE | 1 | 152.34
005012T8120006F | 12F OM3 MICR XXX/ST 6F | PCE | 1 | 132.62
005002T5120001M | 2F OM3 ZIPR XXX/ST 1M | PCE | 1 | 9.34
004412G8820002M | 12F ULT MICP XXX/SCA 2M | PCE | 1 | 174.36
004412R8120002M | 12F SM MICR XXX/SCA 2M | PCE | 1 | 173.2
004412R8120003M | 12F SM MICR XXX/SCA 3M | PCE | 1 | 176.48
004412R8131002M | 12F SM MICR XXX/SCA 2M | PCE | 1 | 206.54
004412R81NF002M | 12F SM MICR XXX/SCA 2M | PCE | 1 | 206.54
004412R81NF003M | 12F SM MICR XXX/SCA 3M | PCE | 1 | 209.82
004412R81NF005M | 12F SM MICR XXX/SCA 5M | PCE | 1 | 216.34
004412RC725005M | 12F SM RIBR XXX/SCA 5M | PCE | 70 | 330.62
004412RJ131001M | 12F SM RICR XXX/SCA 1M | PCE | 1 | 188.74
004412RJ131002M | 12F SM RICR XXX/SCA 2M | PCE | 1 | 190.84
004412RJ131003F | 12F SM RICR XXX/SCA 3F | PCE | 1 | 188.56
004412RJ131003M | 12F SM RICR XXX/SCA 3M | PCE | 1 | 192.9
005001K2130001M | 1F OM1 2.0 R XXX/ST 1M | PCE | 1 | 4.9
005001K2130002M | 1F OM1 2.0 R XXX/ST 2M | PCE | 1 | 6.12
005001K2130003M | 1F OM1 2.0 R XXX/ST 3M | PCE | 1 | 7.32
005001K2830003M | 1F OM1 2.0 P XXX/ST 3M | PCE | 1 | 8.12
005001K3130002M | 1F OM1 2.9 R XXX/ST 2M | PCE | 1 | 6.22
005001K4130001M | 1F OM1 900 XXX/ST 1M | PCE | 1 | 4.44
005001K4130002M | 1F OM1 900 XXX/ST 2M | PCE | 1 | 5.2
005001K4130003M | 1F OM1 900 XXX/ST 3M | PCE | 1 | 5.96
005001Q2190001M | 1F OM4 2.0 R XXX/ST 1M | PCE | 1 | 5.24
005001Q2190003M | 1F OM4 2.0 R XXX/ST 3M | PCE | 1 | 8.34
005001Q4190001M | 1F OM4 900 XXX/ST 1M | PCE | 1 | 4.52
005001T2180001M | 1F OM3 2.0 R XXX/ST 1M | PCE | 1 | 4.86
005001T2180003M | 1F OM3 2.0 R XXX/ST 3M | PCE | 1 | 7.2
005001T3180001M | 1F OM3 2.9 R XXX/ST 1M | PCE | 1 | 4.92
005001T4180003M | 1F OM3 900 XXX/ST 3M | PCE | 1 | 5.54
005002K5116003M | 2F OM1 ZIPR XXX/ST 3M | PCE | 1 | 13.54
005002K5120001M | 2F OM1 ZIPR XXX/ST 1M | PCE | 1 | 9.34
005002K5120002M | 2F OM1 ZIPR XXX/ST 2M | PCE | 1 | 11.3
005002K5120003M | 2F OM1 ZIPR XXX/ST 3M | PCE | 1 | 13.24
005002K5130001M | 2F OM1 ZIPR XXX/ST 1M | PCE | 1 | 9.44
005002K81NF002M | 2F OM1 MICR XXX/ST 2M | PCE | 175 | 23.64
005002Q5120001M | 2F OM4 ZIPR XXX/ST 1M | PCE | 1 | 9.96
003912T8120003M | 12F OM3 MICR XXX/SC 3M | PCE | 1 | 214.48
001812RJ131001M | 12F SM RICR XXX/LCADX 1M | PCE | 1 | 188.74
001812RJ831003M | 12F SM RICP XXX/LCADX 3M | PCE | 1 | 192.9
001824G8120002M | 24F ULT MICR XXX/LCADX 2M | PCE | 1 | 346.64
001824G8120006F | 24F ULT MICR XXX/LCADX 6F | PCE | 1 | 345.5
001824G8120010F | 24F ULT MICR XXX/LCADX 10F | PCE | 1 | 353.6
001824GU40KA010F | 24F ULT LT XXX/LCADX 10F | PCE | 1 | 271.56
001824R8120003M | 24F SM MICR XXX/LCADX 3M | PCE | 1 | 353.28
001824R8120005M | 24F SM MICR XXX/LCADX 5M | PCE | 1 | 366.58
001824RC825005M | 24F SM RIBP XXX/LCADX 5M | PCE | 70 | 649.36
001872G8131010F | 72F ULT MICR XXX/LCADX 10F | PCE | 1 | 1445.16
0018E4G8131010F | 144F ULT MICR XXX/LCADX 10F | PCE | 1 | 2891.9
0018E4GU40KA010F | 144F ULT LT XXX/LCADX 10F | PCE | 1 | 1619.04
002101G2831003M | 1F ULT 2.0 P XXX/FCA 3M | PCE | 1 | 6.82
002112G8120003M | 12F ULT MICR XXX/FCA 3M | PCE | 1 | 108.2
002112R8131005M | 12F SM MICR XXX/FCA 5M | PCE | 1 | 148.08
002112RJ131003M | 12F SM RICR XXX/FCA 3M | PCE | 1 | 124.62
002201G2131001M | 1F ULT 2.0 R XXX/LCA 1M | PCE | 1 | 9.36
002201G2131002M | 1F ULT 2.0 R XXX/LCA 2M | PCE | 1 | 9.84
002201G2131003F | 1F ULT 2.0 R XXX/LCA 3F | PCE | 1 | 9.32
002201G2131003M | 1F ULT 2.0 R XXX/LCA 3M | PCE | 1 | 10.32
002201G2831001M | 1F ULT 2.0 P XXX/LCA 1M | PCE | 1 | 9.42
002201G2831002M | 1F ULT 2.0 P XXX/LCA 2M | PCE | 1 | 9.94
002201G2831003M | 1F ULT 2.0 P XXX/LCA 3M | PCE | 1 | 10.46
002201G3116003F | 1F ULT 1.6 R XXX/LCA 3F | PCE | 1 | 9.36
002201G3116003M | 1F ULT 1.6 R XXX/LCA 3M | PCE | 1 | 10.4
002201R2131001M | 1F SM 2.0 R XXX/LCA 1M | PCE | 1 | 9.36
002201R2131003F | 1F SM 2.0 R XXX/LCA 3F | PCE | 1 | 9.32
002201R2131003M | 1F SM 2.0 R XXX/LCA 3M | PCE | 1 | 10.32
002201R2131006F | 1F SM 2.0 R XXX/LCA 6F | PCE | 1 | 9.76
002201R4131001M | 1F SM 900 XXX/LCA 1M | PCE | 1 | 9.14
002201R4131002M | 1F SM 900 XXX/LCA 2M | PCE | 1 | 9.36
002201R4131003F | 1F SM 900 XXX/LCA 3F | PCE | 1 | 9.12
002201R4131003M | 1F SM 900 XXX/LCA 3M | PCE | 1 | 9.6
002202G5120001M | 2F ULT ZIPR XXX/LCA 1M | PCE | 1 | 18.34
001812GD90KC003M | 12F ULT EDGP XXX/LCADX 3M | PCE | 1 | 366.86
000524Q8120003M | 24F OM4 MICR XXX/LCDX 3M | PCE | 117 | 368.88
000524Q8190002M | 24F OM4 MICR XXX/LCDX 2M | PCE | 175 | 412.06
000524Q880KA002M | 24F OM4 MICP XXX/LCDX 2M | PCE | 1 | 277.68
000524Q880KA003M | 24F OM4 MICP XXX/LCDX 3M | PCE | 1 | 300.66
000524QD90KA010F | 24F OM4 EDGP XXX/LCDX 10F | PCE | 1 | 470.16
000524T8120003M | 24F OM3 MICR XXX/LCDX 3M | PCE | 117 | 349.62
000524T8180002M | 24F OM3 MICR XXX/LCDX 2M | PCE | 175 | 399.22
000524T8180003M | 24F OM3 MICR XXX/LCDX 3M | PCE | 117 | 416.28
000524T8180005M | 24F OM3 MICR XXX/LCDX 5M | PCE | 70 | 450.42
000572K8120003M | 72F OM1 MICR XXX/LCDX 3M | PCE | 1 | 1670.38
000572Q8120003M | 72F OM4 MICR XXX/LCDX 3M | PCE | 117 | 1753.6
000596T880KA002M | 96F OM3 MICP XXX/LCDX 2M | PCE | 1 | 1122.32
0005E4Q8190010F | 144F OM4 MICR XXX/LCDX 10F | PCE | 115 | 3049.28
0005E4QD90KA010F | 144F OM4 EDGP XXX/LCDX 10F | PCE | 1 | 2792.34
001701K4130005M | 1F OM1 900 XXX/FC 5M | PCE | 1 | 7.42
001702T5120001M | 2F OM3 ZIPR XXX/FC 1M | PCE | 1 | 9.22
001802G5116001M | 2F ULT ZIPR XXX/LCADX 1M | PCE | 1 | 18.38
001802G5120001M | 2F ULT ZIPR XXX/LCADX 1M | PCE | 1 | 18.34
001802G5120002M | 2F ULT ZIPR XXX/LCADX 2M | PCE | 1 | 18.9
001802G5120003M | 2F ULT ZIPR XXX/LCADX 3M | PCE | 1 | 19.44
001802G5820001M | 2F ULT ZIPP XXX/LCADX 1M | PCE | 1 | 18.4
001802R5120001M | 2F SM ZIPR XXX/LCADX 1M | PCE | 1 | 18.34
001806G8120003M | 6F ULT MICR XXX/LCADX 3M | PCE | 1 | 87.98
001806G81NF002M | 6F ULT MICR XXX/LCADX 2M | PCE | 1 | 103.1
001806G81NF003M | 6F ULT MICR XXX/LCADX 3M | PCE | 1 | 104.64
001806G880KA003M | 6F ULT MICP XXX/LCADX 3M | PCE | 1 | 76.2
001812G8120002M | 12F ULT MICR XXX/LCADX 2M | PCE | 1 | 173.2
001812G8120003M | 12F ULT MICR XXX/LCADX 3M | PCE | 1 | 176.48
001812G8120005M | 12F ULT MICR XXX/LCADX 5M | PCE | 1 | 183
001812G8120010F | 12F ULT MICR XXX/LCADX 10F | PCE | 1 | 176.64
001812G81NF002M | 12F ULT MICR XXX/LCADX 2M | PCE | 1 | 206.54
001812G81NF003M | 12F ULT MICR XXX/LCADX 3M | PCE | 1 | 209.82
001812G880KA005M | 12F ULT MICP XXX/LCADX 5M | PCE | 1 | 154
001812G8820003M | 12F ULT MICP XXX/LCADX 3M | PCE | 1 | 178.2
003901Q2190001M | 1F OM4 2.0 R XXX/SC 1M | PCE | 1 | 12.02
003901Q2190003M | 1F OM4 2.0 R XXX/SC 3M | PCE | 1 | 15.12
003901Q3116001M | 1F OM4 1.6 R XXX/SC 1M | PCE | 1 | 12.1
003901Q4190001M | 1F OM4 900 XXX/SC 1M | PCE | 1 | 11.3
003901T2180001M | 1F OM3 2.0 R XXX/SC 1M | PCE | 1 | 11.64
003901T2180002M | 1F OM3 2.0 R XXX/SC 2M | PCE | 1 | 12.82
003901T2180003M | 1F OM3 2.0 R XXX/SC 3M | PCE | 1 | 13.98
003901T2180005M | 1F OM3 2.0 R XXX/SC 5M | PCE | 1 | 16.34
003901T3116003M | 1F OM3 1.6 R XXX/SC 3M | PCE | 1 | 14.16
003901T3180001M | 1F OM3 2.9 R XXX/SC 1M | PCE | 1 | 11.7
003901T3180002M | 1F OM3 2.9 R XXX/SC 2M | PCE | 1 | 12.94
003901T4180001M | 1F OM3 900 XXX/SC 1M | PCE | 1 | 11.08
003901T4180003M | 1F OM3 900 XXX/SC 3M | PCE | 1 | 12.32
003902T5120001M | 2F OM3 ZIPR XXX/SC 1M | PCE | 1 | 22.9
003902T5120003M | 2F OM3 ZIPR XXX/SC 3M | PCE | 1 | 26.82
003904T88NF002M | 4F OM3 MICP XXX/SC 2M | PCE | 175 | 73.42
003906K81NF003M | 6F OM1 MICR XXX/SC 3M | PCE | 1 | 119.78
003906K88NF003M | 6F OM1 MICP XXX/SC 3M | PCE | 117 | 123.38
003906Q8120002M | 6F OM4 MICR XXX/SC 2M | PCE | 175 | 91.36
003906Q81NF003M | 6F OM4 MICR XXX/SC 3M | PCE | 117 | 112.72
003906Q880KA003M | 6F OM4 MICP XXX/SC 3M | PCE | 1 | 83.56
003906T8120002M | 6F OM3 MICR XXX/SC 2M | PCE | 175 | 90.84
003906T880KA002M | 6F OM3 MICP XXX/SC 2M | PCE | 1 | 74.1
003906T880KA003M | 6F OM3 MICP XXX/SC 3M | PCE | 1 | 78.48
003912K61LD003M | 12F OM1 FANR XXX/SC 3M | PCE | 117 | 194.5
003912K8120003M | 12F OM1 MICR XXX/SC 3M | PCE | 1 | 205.34
003912K81NF002M | 12F OM1 MICR XXX/SC 2M | PCE | 1 | 224.9
003912K81NF003M | 12F OM1 MICR XXX/SC 3M | PCE | 1 | 238.68
003912K88NF003M | 12F OM1 MICP XXX/SC 3M | PCE | 117 | 240.82
003912Q8120002M | 12F OM4 MICR XXX/SC 2M | PCE | 175 | 180.18
003912Q81NF002M | 12F OM4 MICR XXX/SC 2M | PCE | 175 | 213.52
003912Q81NF003M | 12F OM4 MICR XXX/SC 3M | PCE | 117 | 221.62
003912Q880KA003M | 12F OM4 MICP XXX/SC 3M | PCE | 1 | 163.24
003912T8120002M | 12F OM3 MICR XXX/SC 2M | PCE | 1 | 197.66
003901K4130003M | 1F OM1 900 XXX/SC 3M | PCE | 1 | 12.74
002202G5120003F | 2F ULT ZIPR XXX/LCA 3F | PCE | 1 | 18.3
002202G5120003M | 2F ULT ZIPR XXX/LCA 3M | PCE | 1 | 19.44
002202G5120006F | 2F ULT ZIPR XXX/LCA 6F | PCE | 1 | 18.8
002202G5820005M | 2F ULT ZIPP XXX/LCA 5M | PCE | 1 | 20.84
002206G8120002M | 6F ULT MICR XXX/LCA 2M | PCE | 1 | 86.42
002206G81NF002M | 6F ULT MICR XXX/LCA 2M | PCE | 1 | 103.1
002206GD90KA010F | 6F ULT EDGP XXX/LCA 10F | PCE | 1 | 115.74
002212G81NF002M | 12F ULT MICR XXX/LCA 2M | PCE | 1 | 206.54
002212G81NF003M | 12F ULT MICR XXX/LCA 3M | PCE | 1 | 209.82
002212G81NF006F | 12F ULT MICR XXX/LCA 6F | PCE | 1 | 205.98
002212G880KA002M | 12F ULT MICP XXX/LCA 2M | PCE | 1 | 141.6
002212G880KA003M | 12F ULT MICP XXX/LCA 3M | PCE | 1 | 145.74
002212RC725005M | 12F SM RIBR XXX/LCA 5M | PCE | 70 | 330.62
002212RC825005M | 12F SM RIBP XXX/LCA 5M | PCE | 70 | 339.68
002212RJ131001M | 12F SM RICR XXX/LCA 1M | PCE | 1 | 188.74
002212RJ131003F | 12F SM RICR XXX/LCA 3F | PCE | 1 | 188.56
002212RJ131003M | 12F SM RICR XXX/LCA 3M | PCE | 1 | 192.9
002224G8131002M | 24F ULT MICR XXX/LCA 2M | PCE | 1 | 413.32
002224GD90KA010F | 24F ULT EDGP XXX/LCA 10F | PCE | 1 | 440.52
002224GU40KA003F | 24F ULT LT XXX/LCA 3F | PCE | 1 | 268.14
002224GU40KA003M | 24F ULT LT XXX/LCA 3M | PCE | 1 | 271.5
002248G8120010F | 48F ULT MICR XXX/LCA 10F | PCE | 115 | 1123.06
002248GD90KA010F | 48F ULT EDGP XXX/LCA 10F | PCE | 1 | 873.14
002296GD90KA010F | 96F ULT EDGP XXX/LCA 10F | PCE | 1 | 1747.88
003901K2130001M | 1F OM1 2.0 R XXX/SC 1M | PCE | 1 | 11.68
003901K2130002M | 1F OM1 2.0 R XXX/SC 2M | PCE | 1 | 12.9
003901K2130003M | 1F OM1 2.0 R XXX/SC 3M | PCE | 1 | 14.1
003901K2830001M | 1F OM1 2.0 P XXX/SC 1M | PCE | 1 | 11.96
003901K3130001M | 1F OM1 2.9 R XXX/SC 1M | PCE | 1 | 11.74
003901K3130002M | 1F OM1 2.9 R XXX/SC 2M | PCE | 1 | 13
003901K3830001M | 1F OM1 2.9 P XXX/SC 1M | PCE | 1 | 12.12
003901K4130001M | 1F OM1 900 XXX/SC 1M | PCE | 1 | 11.22
003901K4130002M | 1F OM1 900 XXX/SC 2M | PCE | 1 | 11.98
003901K4130003F | 1F OM1 900 XXX/SC 3F | PCE | 1 | 11.16
ECL-J1U-EL | JUMPER MGMT PANEL, ELECTRONICS, 1U, ECL | PCE | 1 | 250.5
575706Q88KKB002M | 6F OM4 MICP SCDX/SCDX 2M | PCE | 1 | 88.96
575704K8120010F | 4F OM1 MICR SCDX/SCDX 10F | PCE | 1 | 91.64
575706T8120003M | 6F OM3 MICR SCDX/SCDX 3M | PCE | 117 | 123.4
575712Q8120003M | 12F OM4 MICR SCDX/SCDX 3M | PCE | 117 | 244.54
575702T5880005M | 2F OM3 ZIPP SCDX/SCDX 5M | PCE | 70 | 52.64
575702T5880003M | 2F OM3 ZIPP SCDX/SCDX 3M | PCE | 117 | 48.34
575702T5880001M | 2F OM3 ZIPP SCDX/SCDX 1M | PCE | 350 | 44.04
575702T5820005M | 2F OM3 ZIPP SCDX/SCDX 5M | PCE | 1 | 52.64
575712Q88KKB002M | 12F OM4 MICP SCDX/SCDX 2M | PCE | 1 | 175.32
575712T88KKB010F | 12F OM3 MICP SCDX/SCDX 10F | PCE | 1 | 179.32
577902QD120001M | 2F OM4 DFXR SCDX/LCDX 1M | PCE | 1 | 59.2
577902QD120002M | 2F OM4 DFXR SCDX/LCDX 2M | PCE | 1 | 60.72
577902QD120003F | 2F OM4 DFXR SCDX/LCDX 3F | PCE | 1 | 59.06
577902QD120003M | 2F OM4 DFXR SCDX/LCDX 3M | PCE | 1 | 62.26
577902QD120005M | 2F OM4 DFXR SCDX/LCDX 5M | PCE | 1 | 65.34
577902QD820003F | 2F OM4 DFXP SCDX/LCDX 3F | PCE | 1 | 59.18
577902TD120001M | 2F OM3 DFXR SCDX/LCDX 1M | PCE | 1 | 58.92
575702T5820003M | 2F OM3 ZIPP SCDX/SCDX 3M | PCE | 1 | 48.34
575702T5820002M | 2F OM3 ZIPP SCDX/SCDX 2M | PCE | 1 | 46.2
575702T5820001M | 2F OM3 ZIPP SCDX/SCDX 1M | PCE | 1 | 44.04
575702T5180010F | 2F OM3 ZIPR SCDX/SCDX 10F | PCE | 1 | 48.14
575702T5180005M | 2F OM3 ZIPR SCDX/SCDX 5M | PCE | 1 | 52.16
575702T5180003M | 2F OM3 ZIPR SCDX/SCDX 3M | PCE | 1 | 48.06
575702T5180003F | 2F OM3 ZIPR SCDX/SCDX 3F | PCE | 1 | 43.76
575702T5180002M | 2F OM3 ZIPR SCDX/SCDX 2M | PCE | 1 | 45.98
575702T5180001M | 2F OM3 ZIPR SCDX/SCDX 1M | PCE | 1 | 43.94
575702T5120015F | 2F OM3 ZIPR SCDX/SCDX 15F | PCE | 1 | 50.82
575702T5120010F | 2F OM3 ZIPR SCDX/SCDX 10F | PCE | 1 | 47.84
575702T5120005M | 2F OM3 ZIPR SCDX/SCDX 5M | PCE | 1 | 51.66
575702T5120003M | 2F OM3 ZIPR SCDX/SCDX 3M | PCE | 1 | 47.76
575702T5120003F | 2F OM3 ZIPR SCDX/SCDX 3F | PCE | 1 | 43.66
575702T5120002M | 2F OM3 ZIPR SCDX/SCDX 2M | PCE | 1 | 45.8
575702T5120001M | 2F OM3 ZIPR SCDX/SCDX 1M | PCE | 1 | 43.84
575702Q5820005M | 2F OM4 ZIPP SCDX/SCDX 5M | PCE | 1 | 56.12
577902TD120002M | 2F OM3 DFXR SCDX/LCDX 2M | PCE | 1 | 60.16
585801R2831001M | 1F SM 2.0 P SCU/SCU 1M | PCE | 1 | 15.92
585801R2131005M | 1F SM 2.0 R SCU/SCU 5M | PCE | 1 | 17.76
585801R2131003M | 1F SM 2.0 R SCU/SCU 3M | PCE | 1 | 16.82
585801R2131002M | 1F SM 2.0 R SCU/SCU 2M | PCE | 1 | 16.34
585801R2131001M | 1F SM 2.0 R SCU/SCU 1M | PCE | 1 | 15.86
585801J3112005M | 1F LBL 1.2 R SCU/SCU 5M | PCE | 1 | 18.36
585801J3112002M | 1F LBL 1.2 R SCU/SCU 2M | PCE | 1 | 16.58
585801G31V1002M | 1F ULT 1.6 R SCU/SCU 2M | PCE | 1 | 16.38
585801G3131006F | 1F ULT 2.9 R SCU/SCU 6F | PCE | 192 | 16.3
585801G3131003M | 1F ULT 2.9 R SCU/SCU 3M | PCE | 117 | 16.9
585801G3131002M | 1F ULT 2.9 R SCU/SCU 2M | PCE | 175 | 16.38
585801G3131001M | 1F ULT 2.9 R SCU/SCU 1M | PCE | 350 | 15.9
585801G3116005M | 1F ULT 1.6 R SCU/SCU 5M | PCE | 1 | 17.88
585801G3116003M | 1F ULT 1.6 R SCU/SCU 3M | PCE | 1 | 16.9
585801G3116003F | 1F ULT 1.6 R SCU/SCU 3F | PCE | 1 | 15.84
585801G3116002M | 1F ULT 1.6 R SCU/SCU 2M | PCE | 1 | 16.38
585801G3116001M | 1F ULT 1.6 R SCU/SCU 1M | PCE | 1 | 15.9
585801G2831005M | 1F ULT 2.0 P SCU/SCU 5M | PCE | 1 | 18
585801G2831003M | 1F ULT 2.0 P SCU/SCU 3M | PCE | 1 | 16.96
585801G2831002M | 1F ULT 2.0 P SCU/SCU 2M | PCE | 1 | 16.44
585801G2831001M | 1F ULT 2.0 P SCU/SCU 1M | PCE | 1 | 15.92
585801G21V2005M | 1F ULT 2.0 R SCU/SCU 5M | PCE | 1 | 17.76
585801G21V2002M | 1F ULT 2.0 R SCU/SCU 2M | PCE | 1 | 16.34
585801G2131010F | 1F ULT 2.0 R SCU/SCU 10F | PCE | 1 | 16.82
585801G2131006F | 1F ULT 2.0 R SCU/SCU 6F | PCE | 1 | 16.26
585801G2131005M | 1F ULT 2.0 R SCU/SCU 5M | PCE | 1 | 17.76
585801G2131003M | 1F ULT 2.0 R SCU/SCU 3M | PCE | 1 | 16.82
585801G2131003F | 1F ULT 2.0 R SCU/SCU 3F | PCE | 1 | 15.82
585801G2131002M | 1F ULT 2.0 R SCU/SCU 2M | PCE | 1 | 16.34
585801G2131001M | 1F ULT 2.0 R SCU/SCU 1M | PCE | 1 | 15.86
577902TD120015F | 2F OM3 DFXR SCDX/LCDX 15F | PCE | 1 | 63.36
577902TD120010F | 2F OM3 DFXR SCDX/LCDX 10F | PCE | 1 | 61.46
577902TD120003M | 2F OM3 DFXR SCDX/LCDX 3M | PCE | 1 | 61.42
577902TD120003F | 2F OM3 DFXR SCDX/LCDX 3F | PCE | 1 | 58.82
547202R5131001M | 2F SM ZIPR FCU/SCUDX 1M | PCE | 1 | 28.28
547202G5120005M | 2F ULT ZIPR FCU/SCUDX 5M | PCE | 1 | 30.46
547202G5120003M | 2F ULT ZIPR FCU/SCUDX 3M | PCE | 1 | 29.34
547202G5120002M | 2F ULT ZIPR FCU/SCUDX 2M | PCE | 1 | 28.8
547202G5120001M | 2F ULT ZIPR FCU/SCUDX 1M | PCE | 1 | 28.24
546106G81NF003M | 6F ULT MICR FCU/ST 3M | PCE | 1 | 156.26
546102G5120010F | 2F ULT ZIPR FCU/ST 10F | PCE | 1 | 21.34
546102G5120003M | 2F ULT ZIPR FCU/ST 3M | PCE | 1 | 21.3
546102G5120003F | 2F ULT ZIPR FCU/ST 3F | PCE | 1 | 20.16
546102G5120001M | 2F ULT ZIPR FCU/ST 1M | PCE | 1 | 20.2
545802R5120003M | 2F SM ZIPR FCU/SCU 3M | PCE | 1 | 29.34
545802G8120005M | 2F ULT MICR FCU/SCU 5M | PCE | 1 | 55.34
545802G5120001M | 2F ULT ZIPR FCU/SCU 1M | PCE | 1 | 28.24
545801R4131001M | 1F SM 900 FCU/SCU 1M | PCE | 1 | 14.08
545801G3131003M | 1F ULT 2.9 R FCU/SCU 3M | PCE | 117 | 15.34
545801G2131005M | 1F ULT 2.0 R FCU/SCU 5M | PCE | 1 | 16.22
545801G2131003M | 1F ULT 2.0 R FCU/SCU 3M | PCE | 1 | 15.26
545801G2131002M | 1F ULT 2.0 R FCU/SCU 2M | PCE | 1 | 14.8
545402R5820001M | 2F SM ZIPP FCU/FCU 1M | PCE | 1 | 25.22
545402R5131003M | 2F SM ZIPR FCU/FCU 3M | PCE | 1 | 26.34
545402R5120002M | 2F SM ZIPR FCU/FCU 2M | PCE | 1 | 25.7
545402R5120001M | 2F SM ZIPR FCU/FCU 1M | PCE | 1 | 25.16
545402G5820001M | 2F ULT ZIPP FCU/FCU 1M | PCE | 1 | 25.22
545402G5120005M | 2F ULT ZIPR FCU/FCU 5M | PCE | 1 | 27.36
545402G5120003M | 2F ULT ZIPR FCU/FCU 3M | PCE | 1 | 26.26
545402G5120002M | 2F ULT ZIPR FCU/FCU 2M | PCE | 1 | 25.7
545402G5120001M | 2F ULT ZIPR FCU/FCU 1M | PCE | 1 | 25.16
545402G5116001M | 2F ULT ZIPR FCU/FCU 1M | PCE | 1 | 25.18
545401R3131001M | 1F SM 2.9 R FCU/FCU 1M | PCE | 1 | 12.8
545401G2131003M | 1F ULT 2.0 R FCU/FCU 3M | PCE | 1 | 13.72
545401G2131001M | 1F ULT 2.0 R FCU/FCU 1M | PCE | 1 | 12.78
505702T5880001M | 2F OM3 ZIPP ST/SCDX 1M | PCE | 350 | 30.46
505702T5820005M | 2F OM3 ZIPP ST/SCDX 5M | PCE | 1 | 39.08
505702T5820003M | 2F OM3 ZIPP ST/SCDX 3M | PCE | 1 | 34.78
547202R5131002M | 2F SM ZIPR FCU/SCUDX 2M | PCE | 1 | 28.86
575702Q5820003F | 2F OM4 ZIPP SCDX/SCDX 3F | PCE | 1 | 44.48
575702Q5820002M | 2F OM4 ZIPP SCDX/SCDX 2M | PCE | 1 | 47.58
575702Q5820001M | 2F OM4 ZIPP SCDX/SCDX 1M | PCE | 1 | 44.72
575702Q5816003M | 2F OM4 ZIPP SCDX/SCDX 3M | PCE | 117 | 50.84
575702Q5816002M | 2F OM4 ZIPP SCDX/SCDX 2M | PCE | 175 | 47.86
575702Q5120015F | 2F OM4 ZIPR SCDX/SCDX 15F | PCE | 1 | 53.72
575702Q5120010F | 2F OM4 ZIPR SCDX/SCDX 10F | PCE | 1 | 49.78
575702Q5120006F | 2F OM4 ZIPR SCDX/SCDX 6F | PCE | 1 | 46.62
575702Q5120005M | 2F OM4 ZIPR SCDX/SCDX 5M | PCE | 1 | 54.82
575702Q5120003M | 2F OM4 ZIPR SCDX/SCDX 3M | PCE | 1 | 49.64
575702Q5120003F | 2F OM4 ZIPR SCDX/SCDX 3F | PCE | 1 | 44.26
575702Q5120002M | 2F OM4 ZIPR SCDX/SCDX 2M | PCE | 1 | 47.06
575702Q5120001M | 2F OM4 ZIPR SCDX/SCDX 1M | PCE | 1 | 44.48
575702Q5116005M | 2F OM4 ZIPR SCDX/SCDX 5M | PCE | 70 | 55.46
575702Q5116003M | 2F OM4 ZIPR SCDX/SCDX 3M | PCE | 117 | 50.04
575702Q5116002M | 2F OM4 ZIPR SCDX/SCDX 2M | PCE | 175 | 47.32
575702Q5116001M | 2F OM4 ZIPR SCDX/SCDX 1M | PCE | 350 | 44.6
575702K8120003M | 2F OM1 MICR SCDX/SCDX 3M | PCE | 117 | 73.34
575702K5830003M | 2F OM1 ZIPP SCDX/SCDX 3M | PCE | 1 | 48.66
575702K5830001M | 2F OM1 ZIPP SCDX/SCDX 1M | PCE | 1 | 44.14
575702K5820005M | 2F OM1 ZIPP SCDX/SCDX 5M | PCE | 1 | 52.64
575702K5820003M | 2F OM1 ZIPP SCDX/SCDX 3M | PCE | 1 | 48.34
575702K5820003F | 2F OM1 ZIPP SCDX/SCDX 3F | PCE | 1 | 43.86
575702K5820002M | 2F OM1 ZIPP SCDX/SCDX 2M | PCE | 1 | 46.2
575702K5820001M | 2F OM1 ZIPP SCDX/SCDX 1M | PCE | 1 | 44.04
575702K5130005M | 2F OM1 ZIPR SCDX/SCDX 5M | PCE | 1 | 52.16
575702K5130003F | 2F OM1 ZIPR SCDX/SCDX 3F | PCE | 1 | 43.76
575702K5130002M | 2F OM1 ZIPR SCDX/SCDX 2M | PCE | 1 | 45.98
575702K5130001M | 2F OM1 ZIPR SCDX/SCDX 1M | PCE | 1 | 43.94
575702K5116003M | 2F OM1 ZIPR SCDX/SCDX 3M | PCE | 1 | 48.06
575702K5116003F | 2F OM1 ZIPR SCDX/SCDX 3F | PCE | 1 | 43.76
575702K5116002M | 2F OM1 ZIPR SCDX/SCDX 2M | PCE | 1 | 45.98
547202R5131005M | 2F SM ZIPR FCU/SCUDX 5M | PCE | 1 | 30.6
547202R5131003M | 2F SM ZIPR FCU/SCUDX 3M | PCE | 1 | 29.42
585801R2831003M | 1F SM 2.0 P SCU/SCU 3M | PCE | 1 | 16.96
616101G2131005M | 1F ULT 2.0 R ST/ST 5M | PCE | 1 | 9.72
616101G2131003M | 1F ULT 2.0 R ST/ST 3M | PCE | 1 | 8.76
616101G2131002M | 1F ULT 2.0 R ST/ST 2M | PCE | 1 | 8.3
616101G2131001M | 1F ULT 2.0 R ST/ST 1M | PCE | 1 | 7.82
586112G8120003M | 12F ULT MICR SCU/ST 3M | PCE | 1 | 301.54
586102R9131005M | 2F SM DFXR SCU/ST 5M | PCE | 1 | 34.52
586102R9120002M | 2F SM DFXR SCU/ST 2M | PCE | 1 | 32.18
586102R8120003M | 2F SM MICR SCU/ST 3M | PCE | 1 | 46.18
586102R5131005M | 2F SM ZIPR SCU/ST 5M | PCE | 1 | 25.64
586102R5131001M | 2F SM ZIPR SCU/ST 1M | PCE | 1 | 23.32
586102R5120003M | 2F SM ZIPR SCU/ST 3M | PCE | 1 | 24.4
586102R5120002M | 2F SM ZIPR SCU/ST 2M | PCE | 1 | 23.84
586102G51V2001M | 2F ULT ZIPR SCU/ST 1M | PCE | 1 | 23.3
586102G5120010F | 2F ULT ZIPR SCU/ST 10F | PCE | 1 | 24.42
586102G5120005M | 2F ULT ZIPR SCU/ST 5M | PCE | 1 | 25.5
586102G5120003M | 2F ULT ZIPR SCU/ST 3M | PCE | 1 | 24.4
586102G5120003F | 2F ULT ZIPR SCU/ST 3F | PCE | 1 | 23.24
586102G5120002M | 2F ULT ZIPR SCU/ST 2M | PCE | 1 | 23.84
586102G5120001M | 2F ULT ZIPR SCU/ST 1M | PCE | 1 | 23.3
586102G5116005M | 2F ULT ZIPR SCU/ST 5M | PCE | 1 | 25.64
586101R3131005M | 1F SM 2.9 R SCU/ST 5M | PCE | 1 | 13.86
586101R3131003M | 1F SM 2.9 R SCU/ST 3M | PCE | 1 | 12.86
586101R3131002M | 1F SM 2.9 R SCU/ST 2M | PCE | 1 | 12.36
586101R3131001M | 1F SM 2.9 R SCU/ST 1M | PCE | 1 | 11.88
586101R3116003M | 1F SM 1.6 R SCU/ST 3M | PCE | 1 | 12.86
586101R2131015F | 1F SM 2.0 R SCU/ST 15F | PCE | 1 | 13.54
586101R2131010F | 1F SM 2.0 R SCU/ST 10F | PCE | 1 | 12.8
586101R2131006F | 1F SM 2.0 R SCU/ST 6F | PCE | 1 | 12.24
586101R2131005M | 1F SM 2.0 R SCU/ST 5M | PCE | 1 | 13.74
586101R2131003M | 1F SM 2.0 R SCU/ST 3M | PCE | 1 | 12.8
586101R2131003F | 1F SM 2.0 R SCU/ST 3F | PCE | 1 | 11.8
586101R2131002M | 1F SM 2.0 R SCU/ST 2M | PCE | 1 | 12.32
586101R2131001M | 1F SM 2.0 R SCU/ST 1M | PCE | 1 | 11.84
586101G3131002M | 1F ULT 2.9 R SCU/ST 2M | PCE | 175 | 12.36
616101G2831003M | 1F ULT 2.0 P ST/ST 3M | PCE | 1 | 8.92
616102R5120005M | 2F SM ZIPR ST/ST 5M | PCE | 1 | 17.46
616102R5120003M | 2F SM ZIPR ST/ST 3M | PCE | 1 | 16.36
616102R5120003F | 2F SM ZIPR ST/ST 3F | PCE | 1 | 15.2
616102R5120002M | 2F SM ZIPR ST/ST 2M | PCE | 1 | 15.8
616102R5120001M | 2F SM ZIPR ST/ST 1M | PCE | 1 | 15.26
616102R5116005M | 2F SM ZIPR ST/ST 5M | PCE | 1 | 17.6
616102R5116003M | 2F SM ZIPR ST/ST 3M | PCE | 1 | 16.44
616102G5820010F | 2F ULT ZIPP ST/ST 10F | PCE | 1 | 16.54
616102G5820003M | 2F ULT ZIPP ST/ST 3M | PCE | 1 | 16.52
616102G5820003F | 2F ULT ZIPP ST/ST 3F | PCE | 1 | 15.26
616102G5820002M | 2F ULT ZIPP ST/ST 2M | PCE | 1 | 15.92
616102G5820001M | 2F ULT ZIPP ST/ST 1M | PCE | 1 | 15.32
616102G5120015F | 2F ULT ZIPR ST/ST 15F | PCE | 1 | 17.22
616102G5120010F | 2F ULT ZIPR ST/ST 10F | PCE | 1 | 16.38
616102G5120006F | 2F ULT ZIPR ST/ST 6F | PCE | 1 | 15.7
616102G5120005M | 2F ULT ZIPR ST/ST 5M | PCE | 1 | 17.46
616102G5120003M | 2F ULT ZIPR ST/ST 3M | PCE | 1 | 16.36
616102G5120003F | 2F ULT ZIPR ST/ST 3F | PCE | 1 | 15.2
616102G5120002M | 2F ULT ZIPR ST/ST 2M | PCE | 1 | 15.8
616102G5120001M | 2F ULT ZIPR ST/ST 1M | PCE | 1 | 15.26
616102G5116001M | 2F ULT ZIPR ST/ST 1M | PCE | 1 | 15.28
616101R3131006F | 1F SM 2.9 R ST/ST 6F | PCE | 1 | 8.26
616101R3131003M | 1F SM 2.9 R ST/ST 3M | PCE | 1 | 8.84
616101R3131001M | 1F SM 2.9 R ST/ST 1M | PCE | 1 | 7.86
616101R3116015F | 1F SM 1.6 R ST/ST 15F | PCE | 1 | 9.62
616101R3116010F | 1F SM 1.6 R ST/ST 10F | PCE | 1 | 8.86
616101R3116005M | 1F SM 1.6 R ST/ST 5M | PCE | 1 | 9.84
616101R2131005M | 1F SM 2.0 R ST/ST 5M | PCE | 1 | 9.72
616101R2131003M | 1F SM 2.0 R ST/ST 3M | PCE | 1 | 8.76
616101R2131001M | 1F SM 2.0 R ST/ST 1M | PCE | 1 | 7.82
616101G3131003M | 1F ULT 2.9 R ST/ST 3M | PCE | 117 | 8.84
616101G3116002M | 1F ULT 1.6 R ST/ST 2M | PCE | 1 | 8.34
616101G3116001M | 1F ULT 1.6 R ST/ST 1M | PCE | 1 | 7.86
616101G2831005M | 1F ULT 2.0 P ST/ST 5M | PCE | 1 | 9.96
585802G9131002M | 2F ULT DFXR SCU/SCU 2M | PCE | 1 | 39.96
585802G9120015F | 2F ULT DFXR SCU/SCU 15F | PCE | 1 | 41.62
585802G9120010F | 2F ULT DFXR SCU/SCU 10F | PCE | 1 | 40.64
585802G9120006F | 2F ULT DFXR SCU/SCU 6F | PCE | 1 | 39.86
585802G9120003M | 2F ULT DFXR SCU/SCU 3M | PCE | 1 | 40.62
585802G9120002M | 2F ULT DFXR SCU/SCU 2M | PCE | 1 | 39.96
585802G5820002M | 2F ULT ZIPP SCU/SCU 2M | PCE | 1 | 32
585802G5820001M | 2F ULT ZIPP SCU/SCU 1M | PCE | 1 | 31.4
585802G51V2001M | 2F ULT ZIPR SCU/SCU 1M | PCE | 1 | 31.34
585802G5120010F | 2F ULT ZIPR SCU/SCU 10F | PCE | 1 | 32.48
585802G5120005M | 2F ULT ZIPR SCU/SCU 5M | PCE | 1 | 33.54
585802G5120003M | 2F ULT ZIPR SCU/SCU 3M | PCE | 1 | 32.44
585802G5120003F | 2F ULT ZIPR SCU/SCU 3F | PCE | 1 | 31.28
585802G5120002M | 2F ULT ZIPR SCU/SCU 2M | PCE | 1 | 31.88
585802G5120001M | 2F ULT ZIPR SCU/SCU 1M | PCE | 1 | 31.34
585802G5116006F | 2F ULT ZIPR SCU/SCU 6F | PCE | 1 | 31.84
585802G5116005M | 2F ULT ZIPR SCU/SCU 5M | PCE | 1 | 33.68
585802G5116003M | 2F ULT ZIPR SCU/SCU 3M | PCE | 1 | 32.52
585802G5116002M | 2F ULT ZIPR SCU/SCU 2M | PCE | 1 | 31.96
585802G5116001M | 2F ULT ZIPR SCU/SCU 1M | PCE | 1 | 31.36
585801UR4BG005M | 1F ZBL DRP SCU/SCU 5M | PCE | 1 | 26.7
585801UR4BG003M | 1F ZBL DRP SCU/SCU 3M | PCE | 1 | 24.46
585801UR4BG002M | 1F ZBL DRP SCU/SCU 2M | PCE | 1 | 23.36
585801UR4BG001M | 1F ZBL DRP SCU/SCU 1M | PCE | 1 | 22.24
585801R4131001M | 1F SM 900 SCU/SCU 1M | PCE | 1 | 15.62
585801R3831002M | 1F SM 2.9 P SCU/SCU 2M | PCE | 1 | 16.54
585801R3131005M | 1F SM 2.9 R SCU/SCU 5M | PCE | 1 | 17.88
585801R3131003M | 1F SM 2.9 R SCU/SCU 3M | PCE | 1 | 16.9
585801R3131003F | 1F SM 2.9 R SCU/SCU 3F | PCE | 1 | 15.84
585801R3131002M | 1F SM 2.9 R SCU/SCU 2M | PCE | 1 | 16.38
585801R3131001M | 1F SM 2.9 R SCU/SCU 1M | PCE | 1 | 15.9
585801R3116003M | 1F SM 1.6 R SCU/SCU 3M | PCE | 1 | 16.9
585801R3116002M | 1F SM 1.6 R SCU/SCU 2M | PCE | 1 | 16.38
585801R3116001M | 1F SM 1.6 R SCU/SCU 1M | PCE | 1 | 15.9
585802G9131005M | 2F ULT DFXR SCU/SCU 5M | PCE | 1 | 41.9
586101G3116001M | 1F ULT 1.6 R SCU/ST 1M | PCE | 1 | 11.88
586101G2131005M | 1F ULT 2.0 R SCU/ST 5M | PCE | 1 | 13.74
586101G2131003M | 1F ULT 2.0 R SCU/ST 3M | PCE | 1 | 12.8
586101G2131002M | 1F ULT 2.0 R SCU/ST 2M | PCE | 1 | 12.32
586101G2131001M | 1F ULT 2.0 R SCU/ST 1M | PCE | 1 | 11.84
5858E4GD9KKC010F | 144F ULT EDGP SCU/SCU 10F | PCE | 1 | 5191.12
585848GD9KKA010F | 48F ULT EDGP SCU/SCU 10F | PCE | 1 | 1683.84
585812GU4KKA003F | 12F ULT LT SCU/SCU 3F | PCE | 1 | 257.14
585812G88KKA006F | 12F ULT MICP SCU/SCU 6F | PCE | 1 | 263.56
585812G88KKA003M | 12F ULT MICP SCU/SCU 3M | PCE | 1 | 268.42
585812G81NF015F | 12F ULT MICR SCU/SCU 15F | PCE | 1 | 404.28
585812G81NF010F | 12F ULT MICR SCU/SCU 10F | PCE | 1 | 399.32
585812G81NF003M | 12F ULT MICR SCU/SCU 3M | PCE | 1 | 399.16
585806R8131005M | 6F SM MICR SCU/SCU 5M | PCE | 1 | 202.42
585806G81NF003M | 6F ULT MICR SCU/SCU 3M | PCE | 1 | 199.32
585802R9131005M | 2F SM DFXR SCU/SCU 5M | PCE | 1 | 42.56
585802R9120003M | 2F SM DFXR SCU/SCU 3M | PCE | 1 | 41
585802R9120002M | 2F SM DFXR SCU/SCU 2M | PCE | 1 | 40.24
585802R61XD005M | 2F SM FANR SCU/SCU 5M | PCE | 70 | 60.34
585802R5831003F | 2F SM ZIPP SCU/SCU 3F | PCE | 1 | 31.36
585802R5131005M | 2F SM ZIPR SCU/SCU 5M | PCE | 1 | 33.68
585802R5131003M | 2F SM ZIPR SCU/SCU 3M | PCE | 1 | 32.52
585802R5131003F | 2F SM ZIPR SCU/SCU 3F | PCE | 1 | 31.32
585802R5131002M | 2F SM ZIPR SCU/SCU 2M | PCE | 1 | 31.96
585802R5131001M | 2F SM ZIPR SCU/SCU 1M | PCE | 1 | 31.36
585802R5120005M | 2F SM ZIPR SCU/SCU 5M | PCE | 1 | 33.54
585802R5120003M | 2F SM ZIPR SCU/SCU 3M | PCE | 1 | 32.44
585802R5120002M | 2F SM ZIPR SCU/SCU 2M | PCE | 1 | 31.88
585802R5120001M | 2F SM ZIPR SCU/SCU 1M | PCE | 1 | 31.34
585802R5116003M | 2F SM ZIPR SCU/SCU 3M | PCE | 1 | 32.52
585802R5116001M | 2F SM ZIPR SCU/SCU 1M | PCE | 1 | 31.36
585802J5112003M | 2F LBL ZIPR SCU/SCU 3M | PCE | 1 | 32.7
585802J5112002M | 2F LBL ZIPR SCU/SCU 2M | PCE | 1 | 32.06
585802J5112001M | 2F LBL ZIPR SCU/SCU 1M | PCE | 1 | 31.42
505702T5820001M | 2F OM3 ZIPP ST/SCDX 1M | PCE | 1 | 30.46
444402R5120003F | 2F SM ZIPR SCA/SCA 3F | PCE | 1 | 39.62
444402R5120002M | 2F SM ZIPR SCA/SCA 2M | PCE | 1 | 40.22
444402R5120003M | 2F SM ZIPR SCA/SCA 3M | PCE | 1 | 40.76
444402R5120005M | 2F SM ZIPR SCA/SCA 5M | PCE | 1 | 41.88
444402R5120001M | 2F SM ZIPR SCA/SCA 1M | PCE | 1 | 39.66
444402J5112010F | 2F LBL ZIPR SCA/SCA 10F | PCE | 1 | 41.06
444402J5112005M | 2F LBL ZIPR SCA/SCA 5M | PCE | 1 | 42.28
444402J5112003M | 2F LBL ZIPR SCA/SCA 3M | PCE | 1 | 41.02
444402R5120006F | 2F SM ZIPR SCA/SCA 6F | PCE | 1 | 40.12
444402R5120010F | 2F SM ZIPR SCA/SCA 10F | PCE | 1 | 40.8
444402R5131001M | 2F SM ZIPR SCA/SCA 1M | PCE | 1 | 39.7
444402R5131002M | 2F SM ZIPR SCA/SCA 2M | PCE | 1 | 40.28
444402R5131003M | 2F SM ZIPR SCA/SCA 3M | PCE | 1 | 40.84
444402R5131005M | 2F SM ZIPR SCA/SCA 5M | PCE | 1 | 42.02
444402R5820001M | 2F SM ZIPP SCA/SCA 1M | PCE | 1 | 39.72
444402R5820002M | 2F SM ZIPP SCA/SCA 2M | PCE | 1 | 40.32
444402R5820003F | 2F SM ZIPP SCA/SCA 3F | PCE | 1 | 39.66
444402J5112002M | 2F LBL ZIPR SCA/SCA 2M | PCE | 1 | 40.38
444402J5112001M | 2F LBL ZIPR SCA/SCA 1M | PCE | 1 | 39.74
444402G8120003M | 2F ULT MICR SCA/SCA 3M | PCE | 1 | 69.34
444402G5820005M | 2F ULT ZIPP SCA/SCA 5M | PCE | 1 | 42.16
444402G5820003M | 2F ULT ZIPP SCA/SCA 3M | PCE | 1 | 40.94
444402G5820003F | 2F ULT ZIPP SCA/SCA 3F | PCE | 1 | 39.66
444402G5820002M | 2F ULT ZIPP SCA/SCA 2M | PCE | 1 | 40.32
444402G5820001M | 2F ULT ZIPP SCA/SCA 1M | PCE | 1 | 39.72
444402G51V2005M | 2F ULT ZIPR SCA/SCA 5M | PCE | 1 | 41.88
444402G51V2003M | 2F ULT ZIPR SCA/SCA 3M | PCE | 1 | 40.76
444402G51V2002M | 2F ULT ZIPR SCA/SCA 2M | PCE | 1 | 40.22
444402G51V2001M | 2F ULT ZIPR SCA/SCA 1M | PCE | 1 | 39.66
444402G5120010F | 2F ULT ZIPR SCA/SCA 10F | PCE | 1 | 40.8
444402G5120006F | 2F ULT ZIPR SCA/SCA 6F | PCE | 1 | 40.12
444402G5120005M | 2F ULT ZIPR SCA/SCA 5M | PCE | 1 | 41.88
444402G5120003M | 2F ULT ZIPR SCA/SCA 3M | PCE | 1 | 40.76
444402G5120003F | 2F ULT ZIPR SCA/SCA 3F | PCE | 1 | 39.62
444402R5820006F | 2F SM ZIPP SCA/SCA 6F | PCE | 1 | 40.22
445801UR1Y8003F | 1F ZBL DRP SCA/SCU 3F | PCE | 1 | 22.38
445801R3131005M | 1F SM 2.9 R SCA/SCU 5M | PCE | 1 | 19.96
445801R3131003M | 1F SM 2.9 R SCA/SCU 3M | PCE | 1 | 18.98
445801R3131003F | 1F SM 2.9 R SCA/SCU 3F | PCE | 1 | 17.94
445801R3131001M | 1F SM 2.9 R SCA/SCU 1M | PCE | 1 | 17.98
445801R3116005M | 1F SM 1.6 R SCA/SCU 5M | PCE | 1 | 19.96
445801R3116003M | 1F SM 1.6 R SCA/SCU 3M | PCE | 1 | 18.98
445801R3116002M | 1F SM 1.6 R SCA/SCU 2M | PCE | 1 | 18.46
445801R3116001M | 1F SM 1.6 R SCA/SCU 1M | PCE | 1 | 17.98
445801R2131010F | 1F SM 2.0 R SCA/SCU 10F | PCE | 1 | 18.9
445801R2131006F | 1F SM 2.0 R SCA/SCU 6F | PCE | 1 | 18.34
445801R2131005M | 1F SM 2.0 R SCA/SCU 5M | PCE | 1 | 19.84
445801R2131003M | 1F SM 2.0 R SCA/SCU 3M | PCE | 1 | 18.9
445801R2131003F | 1F SM 2.0 R SCA/SCU 3F | PCE | 1 | 17.9
445801R2131002M | 1F SM 2.0 R SCA/SCU 2M | PCE | 1 | 18.42
445801R2131001M | 1F SM 2.0 R SCA/SCU 1M | PCE | 1 | 17.94
445801G3131003M | 1F ULT 2.9 R SCA/SCU 3M | PCE | 117 | 18.98
445801G3116005M | 1F ULT 1.6 R SCA/SCU 5M | PCE | 1 | 19.96
445801G3116003M | 1F ULT 1.6 R SCA/SCU 3M | PCE | 1 | 18.98
445801G3116002M | 1F ULT 1.6 R SCA/SCU 2M | PCE | 1 | 18.46
445801G3116001M | 1F ULT 1.6 R SCA/SCU 1M | PCE | 1 | 17.98
445801G2831005M | 1F ULT 2.0 P SCA/SCU 5M | PCE | 1 | 20.08
445801G2831003M | 1F ULT 2.0 P SCA/SCU 3M | PCE | 1 | 19.04
445801G2831002M | 1F ULT 2.0 P SCA/SCU 2M | PCE | 1 | 18.52
445801G2831001M | 1F ULT 2.0 P SCA/SCU 1M | PCE | 1 | 18
445801G2131006F | 1F ULT 2.0 R SCA/SCU 6F | PCE | 1 | 18.34
445801G2131005M | 1F ULT 2.0 R SCA/SCU 5M | PCE | 1 | 19.84
445801G2131003M | 1F ULT 2.0 R SCA/SCU 3M | PCE | 1 | 18.9
445801G2131003F | 1F ULT 2.0 R SCA/SCU 3F | PCE | 1 | 17.9
445801G2131002M | 1F ULT 2.0 R SCA/SCU 2M | PCE | 1 | 18.42
445801G2131001M | 1F ULT 2.0 R SCA/SCU 1M | PCE | 1 | 17.94
444406G8120010F | 6F ULT MICR SCA/SCA 10F | PCE | 1 | 171.38
444402R5831003F | 2F SM ZIPP SCA/SCA 3F | PCE | 1 | 39.7
444402R5820010F | 2F SM ZIPP SCA/SCA 10F | PCE | 1 | 40.96
444401R3131010F | 1F SM 2.9 R SCA/SCA 10F | PCE | 1 | 21.08
444401R3131005M | 1F SM 2.9 R SCA/SCA 5M | PCE | 1 | 22.04
444401R3131003M | 1F SM 2.9 R SCA/SCA 3M | PCE | 1 | 21.06
444401R3131002M | 1F SM 2.9 R SCA/SCA 2M | PCE | 1 | 20.54
444401R3131001M | 1F SM 2.9 R SCA/SCA 1M | PCE | 1 | 20.06
444401R3116006F | 1F SM 1.6 R SCA/SCA 6F | PCE | 1 | 20.48
444401R3116005M | 1F SM 1.6 R SCA/SCA 5M | PCE | 1 | 22.04
444401R3116003M | 1F SM 1.6 R SCA/SCA 3M | PCE | 1 | 21.06
444401R3116002M | 1F SM 1.6 R SCA/SCA 2M | PCE | 1 | 20.54
444401R3116001M | 1F SM 1.6 R SCA/SCA 1M | PCE | 1 | 20.06
444401R2831001M | 1F SM 2.0 P SCA/SCA 1M | PCE | 1 | 20.08
444401R2131015F | 1F SM 2.0 R SCA/SCA 15F | PCE | 1 | 21.72
444401R2131010F | 1F SM 2.0 R SCA/SCA 10F | PCE | 1 | 21
444401R2131006F | 1F SM 2.0 R SCA/SCA 6F | PCE | 1 | 20.42
444401R2131005M | 1F SM 2.0 R SCA/SCA 5M | PCE | 1 | 21.92
444401R2131003M | 1F SM 2.0 R SCA/SCA 3M | PCE | 1 | 20.98
444401R2131003F | 1F SM 2.0 R SCA/SCA 3F | PCE | 1 | 19.98
444401R2131002M | 1F SM 2.0 R SCA/SCA 2M | PCE | 1 | 20.5
444401R2131001M | 1F SM 2.0 R SCA/SCA 1M | PCE | 1 | 20.02
444401G31V1005M | 1F ULT 1.6 R SCA/SCA 5M | PCE | 1 | 22.04
444401G31V1001M | 1F ULT 1.6 R SCA/SCA 1M | PCE | 1 | 20.06
444401G3131010F | 1F ULT 2.9 R SCA/SCA 10F | PCE | 115 | 21.08
444401G3131006F | 1F ULT 2.9 R SCA/SCA 6F | PCE | 192 | 20.48
444401G3131003M | 1F ULT 2.9 R SCA/SCA 3M | PCE | 117 | 21.06
444401G3131002M | 1F ULT 2.9 R SCA/SCA 2M | PCE | 175 | 20.54
444401G3131001M | 1F ULT 2.9 R SCA/SCA 1M | PCE | 350 | 20.06
444401G2831015F | 1F ULT 2.0 P SCA/SCA 15F | PCE | 1 | 21.94
444401G2831005M | 1F ULT 2.0 P SCA/SCA 5M | PCE | 1 | 22.16
444401G2831003M | 1F ULT 2.0 P SCA/SCA 3M | PCE | 1 | 21.12
444401G2831003F | 1F ULT 2.0 P SCA/SCA 3F | PCE | 1 | 20.02
444401G2831002M | 1F ULT 2.0 P SCA/SCA 2M | PCE | 1 | 20.6
444401G2831001M | 1F ULT 2.0 P SCA/SCA 1M | PCE | 1 | 20.08
444401G21V2005M | 1F ULT 2.0 R SCA/SCA 5M | PCE | 1 | 21.92
444401G21V2003M | 1F ULT 2.0 R SCA/SCA 3M | PCE | 1 | 20.98
444401R3131015F | 1F SM 2.9 R SCA/SCA 15F | PCE | 1 | 21.82
444402G5120002M | 2F ULT ZIPR SCA/SCA 2M | PCE | 1 | 40.22
444402G5120001M | 2F ULT ZIPR SCA/SCA 1M | PCE | 1 | 39.66
444402G5116005M | 2F ULT ZIPR SCA/SCA 5M | PCE | 1 | 42.02
444402G5116003M | 2F ULT ZIPR SCA/SCA 3M | PCE | 1 | 40.84
444402G5116003F | 2F ULT ZIPR SCA/SCA 3F | PCE | 1 | 39.64
444402G5116002M | 2F ULT ZIPR SCA/SCA 2M | PCE | 1 | 40.28
444401UR43H015F | 1F ZBL DRP SCA/SCA 15F | PCE | 1 | 28.04
444401UR43H010F | 1F ZBL DRP SCA/SCA 10F | PCE | 1 | 25.96
444401UR43H005M | 1F ZBL DRP SCA/SCA 5M | PCE | 1 | 28.64
444401UR43F015F | 1F ZBL DRP SCA/SCA 15F | PCE | 1 | 27.5
444401UR43F010F | 1F ZBL DRP SCA/SCA 10F | PCE | 1 | 25.58
444401UR43F006F | 1F ZBL DRP SCA/SCA 6F | PCE | 1 | 24.1
444401UR43F005M | 1F ZBL DRP SCA/SCA 5M | PCE | 1 | 27.98
444401UR43F003F | 1F ZBL DRP SCA/SCA 3F | PCE | 1 | 22.96
444401UR43F002M | 1F ZBL DRP SCA/SCA 2M | PCE | 1 | 24.28
444401UR431010F | 1F ZBL DRP SCA/SCA 10F | PCE | 1 | 24.34
444401UR1Y8010F | 1F ZBL DRP SCA/SCA 10F | PCE | 1 | 24.82
444401UR1Y8003F | 1F ZBL DRP SCA/SCA 3F | PCE | 1 | 22.74
444401UR1Y8001M | 1F ZBL DRP SCA/SCA 1M | PCE | 1 | 22.82
444401UR1BF010F | 1F ZBL DRP SCA/SCA 10F | PCE | 1 | 25.1
444401UR1BF006F | 1F ZBL DRP SCA/SCA 6F | PCE | 1 | 23.8
444401UR1BF003F | 1F ZBL DRP SCA/SCA 3F | PCE | 1 | 22.84
444401UR1BF001M | 1F ZBL DRP SCA/SCA 1M | PCE | 1 | 22.92
444401UR13F015F | 1F ZBL DRP SCA/SCA 15F | PCE | 1 | 26.18
444401UR13F005M | 1F ZBL DRP SCA/SCA 5M | PCE | 1 | 26.56
444401UR13F003F | 1F ZBL DRP SCA/SCA 3F | PCE | 1 | 22.7
444401UR13F002M | 1F ZBL DRP SCA/SCA 2M | PCE | 1 | 23.74
444401UR131006F | 1F ZBL DRP SCA/SCA 6F | PCE | 1 | 23.42
444401UR131002M | 1F ZBL DRP SCA/SCA 2M | PCE | 1 | 23.56
444401UR131001M | 1F ZBL DRP SCA/SCA 1M | PCE | 1 | 22.68
444401R4131003M | 1F SM 900 SCA/SCA 3M | PCE | 1 | 20.26
444401R3831010F | 1F SM 2.9 P SCA/SCA 10F | PCE | 1 | 21.3
444401R3831003F | 1F SM 2.9 P SCA/SCA 3F | PCE | 1 | 20.08
444401R3831002M | 1F SM 2.9 P SCA/SCA 2M | PCE | 1 | 20.7
445801UR1Y8010F | 1F ZBL DRP SCA/SCU 10F | PCE | 1 | 24.46
505006K81NF010F | 6F OM1 MICR ST/ST 10F | PCE | 1 | 156.68
505006K8120003M | 6F OM1 MICR ST/ST 3M | PCE | 1 | 122.98
505002T5820003M | 2F OM3 ZIPP ST/ST 3M | PCE | 1 | 21.22
505002T5820002M | 2F OM3 ZIPP ST/ST 2M | PCE | 1 | 19.06
505002T5820001M | 2F OM3 ZIPP ST/ST 1M | PCE | 1 | 16.9
505002T5180005M | 2F OM3 ZIPR ST/ST 5M | PCE | 1 | 25.02
505002T5180003M | 2F OM3 ZIPR ST/ST 3M | PCE | 1 | 20.92
505002T5180002M | 2F OM3 ZIPR ST/ST 2M | PCE | 1 | 18.86
505002T5180001M | 2F OM3 ZIPR ST/ST 1M | PCE | 1 | 16.82
505002T5120006F | 2F OM3 ZIPR ST/ST 6F | PCE | 1 | 18.34
505002T5120005M | 2F OM3 ZIPR ST/ST 5M | PCE | 1 | 24.54
505002T5120003M | 2F OM3 ZIPR ST/ST 3M | PCE | 1 | 20.62
505002T5120003F | 2F OM3 ZIPR ST/ST 3F | PCE | 1 | 16.54
505002T5120002M | 2F OM3 ZIPR ST/ST 2M | PCE | 1 | 18.68
505002T5120001M | 2F OM3 ZIPR ST/ST 1M | PCE | 1 | 16.72
505002T5116003M | 2F OM3 ZIPR ST/ST 3M | PCE | 1 | 20.92
505002QU4KKC003M | 2F OM4 LT ST/ST 3M | PCE | 1 | 189.16
505002QSFKKA005M | 2F OM4 LSTR ST/ST 5M | PCE | 1 | 43.9
505002Q5820003M | 2F OM4 ZIPP ST/ST 3M | PCE | 1 | 23.3
505002Q5120010F | 2F OM4 ZIPR ST/ST 10F | PCE | 1 | 22.64
505002Q5120005M | 2F OM4 ZIPR ST/ST 5M | PCE | 1 | 27.7
505002Q5120003M | 2F OM4 ZIPR ST/ST 3M | PCE | 1 | 22.52
505002Q5120003F | 2F OM4 ZIPR ST/ST 3F | PCE | 1 | 17.12
505002Q5120002M | 2F OM4 ZIPR ST/ST 2M | PCE | 1 | 19.94
505002Q5120001M | 2F OM4 ZIPR ST/ST 1M | PCE | 1 | 17.34
505002Q5116005M | 2F OM4 ZIPR ST/ST 5M | PCE | 70 | 28.34
505002KSFVVA015F | 2F OM1 LSTR ST/ST 15F | PCE | 1 | 34.5
505002K9130002M | 2F OM1 DFXR ST/ST 2M | PCE | 1 | 25.3
505002K9130001M | 2F OM1 DFXR ST/ST 1M | PCE | 1 | 23.98
505002K9120005M | 2F OM1 DFXR ST/ST 5M | PCE | 1 | 29.28
505002K9120003M | 2F OM1 DFXR ST/ST 3M | PCE | 1 | 26.62
505002K9120002M | 2F OM1 DFXR ST/ST 2M | PCE | 1 | 25.3
505002K9120001M | 2F OM1 DFXR ST/ST 1M | PCE | 1 | 23.98
505002K8120003M | 2F OM1 MICR ST/ST 3M | PCE | 117 | 35.12
505006K8PKKA002M | 6F OM1 MICP ST/ST 2M | PCE | 1 | 83.28
505702T5180001M | 2F OM3 ZIPR ST/SCDX 1M | PCE | 1 | 30.38
505702T5120010F | 2F OM3 ZIPR ST/SCDX 10F | PCE | 1 | 34.28
505702T5120006F | 2F OM3 ZIPR ST/SCDX 6F | PCE | 1 | 31.9
505702T5120005M | 2F OM3 ZIPR ST/SCDX 5M | PCE | 1 | 38.1
505702T5120003M | 2F OM3 ZIPR ST/SCDX 3M | PCE | 1 | 34.2
505702T5120003F | 2F OM3 ZIPR ST/SCDX 3F | PCE | 1 | 30.1
505702T5120002M | 2F OM3 ZIPR ST/SCDX 2M | PCE | 1 | 32.24
505702T5120001M | 2F OM3 ZIPR ST/SCDX 1M | PCE | 1 | 30.28
505702Q5820003M | 2F OM4 ZIPP ST/SCDX 3M | PCE | 1 | 36.86
505702Q5820002M | 2F OM4 ZIPP ST/SCDX 2M | PCE | 1 | 34.02
505702Q5820001M | 2F OM4 ZIPP ST/SCDX 1M | PCE | 1 | 31.16
505702Q5816003M | 2F OM4 ZIPP ST/SCDX 3M | PCE | 117 | 37.28
505702Q5120015F | 2F OM4 ZIPR ST/SCDX 15F | PCE | 1 | 40.16
505702Q5120006F | 2F OM4 ZIPR ST/SCDX 6F | PCE | 1 | 33.06
505702Q5120003M | 2F OM4 ZIPR ST/SCDX 3M | PCE | 1 | 36.08
505702Q5120002M | 2F OM4 ZIPR ST/SCDX 2M | PCE | 1 | 33.5
505702Q5120001M | 2F OM4 ZIPR ST/SCDX 1M | PCE | 1 | 30.92
505702Q5116001M | 2F OM4 ZIPR ST/SCDX 1M | PCE | 350 | 31.04
505702K5830005M | 2F OM1 ZIPP ST/SCDX 5M | PCE | 1 | 39.62
505702K5830003M | 2F OM1 ZIPP ST/SCDX 3M | PCE | 1 | 35.1
505702K5830001M | 2F OM1 ZIPP ST/SCDX 1M | PCE | 1 | 30.58
505702K5820001M | 2F OM1 ZIPP ST/SCDX 1M | PCE | 1 | 30.46
505702K5130005M | 2F OM1 ZIPR ST/SCDX 5M | PCE | 1 | 38.6
505702K5130003M | 2F OM1 ZIPR ST/SCDX 3M | PCE | 1 | 34.5
505702K5130002M | 2F OM1 ZIPR ST/SCDX 2M | PCE | 1 | 32.42
505702K5130001M | 2F OM1 ZIPR ST/SCDX 1M | PCE | 1 | 30.38
505024K8PKKA002M | 24F OM1 MICP ST/ST 2M | PCE | 1 | 320.44
505012TU4KKE010F | 12F OM3 LT ST/ST 10F | PCE | 1 | 463.62
505012T88KKE003M | 12F OM3 MICP ST/ST 3M | PCE | 1 | 451.56
505012T88KKA002M | 12F OM3 MICP ST/ST 2M | PCE | 1 | 153.94
505012K8PKKA002M | 12F OM1 MICP ST/ST 2M | PCE | 1 | 158.96
505012K8120003M | 12F OM1 MICR ST/ST 3M | PCE | 1 | 245.08
505006TU4KKE010F | 6F OM3 LT ST/ST 10F | PCE | 1 | 377.82
505006T88KKE003M | 6F OM3 MICP ST/ST 3M | PCE | 1 | 370.84
447202G5120005M | 2F ULT ZIPR SCA/SCUDX 5M | PCE | 1 | 37.7
447202G5120003M | 2F ULT ZIPR SCA/SCUDX 3M | PCE | 1 | 36.6
447202G5120001M | 2F ULT ZIPR SCA/SCUDX 1M | PCE | 1 | 35.5
446102G5820002M | 2F ULT ZIPP SCA/ST 2M | PCE | 1 | 28.12
446102G5120015F | 2F ULT ZIPR SCA/ST 15F | PCE | 1 | 29.42
446102G5120006F | 2F ULT ZIPR SCA/ST 6F | PCE | 1 | 27.92
446102G5120003F | 2F ULT ZIPR SCA/ST 3F | PCE | 1 | 27.4
446102G5120001M | 2F ULT ZIPR SCA/ST 1M | PCE | 1 | 27.46
446101G2131006F | 1F ULT 2.0 R SCA/ST 6F | PCE | 1 | 14.32
446101G2131003M | 1F ULT 2.0 R SCA/ST 3M | PCE | 1 | 14.88
446101G2131003F | 1F ULT 2.0 R SCA/ST 3F | PCE | 1 | 13.88
446101G2131002M | 1F ULT 2.0 R SCA/ST 2M | PCE | 1 | 14.4
446101G2131001M | 1F ULT 2.0 R SCA/ST 1M | PCE | 1 | 13.92
445802R5131005M | 2F SM ZIPR SCA/SCU 5M | PCE | 1 | 37.86
445802R5131003M | 2F SM ZIPR SCA/SCU 3M | PCE | 1 | 36.68
445802R5131002M | 2F SM ZIPR SCA/SCU 2M | PCE | 1 | 36.12
445802R5131001M | 2F SM ZIPR SCA/SCU 1M | PCE | 1 | 35.54
445802R5116005M | 2F SM ZIPR SCA/SCU 5M | PCE | 1 | 37.86
445802R5116003M | 2F SM ZIPR SCA/SCU 3M | PCE | 1 | 36.68
445802G9120002M | 2F ULT DFXR SCA/SCU 2M | PCE | 1 | 44.12
445802G8120003M | 2F ULT MICR SCA/SCU 3M | PCE | 1 | 63.48
445802G5820005M | 2F ULT ZIPP SCA/SCU 5M | PCE | 1 | 38
445802G5820001M | 2F ULT ZIPP SCA/SCU 1M | PCE | 1 | 35.56
445802G5120010F | 2F ULT ZIPR SCA/SCU 10F | PCE | 1 | 36.64
445802G5120006F | 2F ULT ZIPR SCA/SCU 6F | PCE | 1 | 35.96
445802G5120003M | 2F ULT ZIPR SCA/SCU 3M | PCE | 1 | 36.6
445802G5120002M | 2F ULT ZIPR SCA/SCU 2M | PCE | 1 | 36.06
445802G5120001M | 2F ULT ZIPR SCA/SCU 1M | PCE | 1 | 35.5
445802G5116005M | 2F ULT ZIPR SCA/SCU 5M | PCE | 1 | 37.86
445802G5116002M | 2F ULT ZIPR SCA/SCU 2M | PCE | 1 | 36.12
445802G5116001M | 2F ULT ZIPR SCA/SCU 1M | PCE | 1 | 35.54
445801UR4BG001M | 1F ZBL DRP SCA/SCU 1M | PCE | 1 | 22.6
445801UR43F015F | 1F ZBL DRP SCA/SCU 15F | PCE | 1 | 27.14
445801UR43F010F | 1F ZBL DRP SCA/SCU 10F | PCE | 1 | 25.24
447202R5120005M | 2F SM ZIPR SCA/SCUDX 5M | PCE | 1 | 37.7
505002K5830003M | 2F OM1 ZIPP ST/ST 3M | PCE | 1 | 21.54
505002K5830001M | 2F OM1 ZIPP ST/ST 1M | PCE | 1 | 17.02
505002K5820005M | 2F OM1 ZIPP ST/ST 5M | PCE | 1 | 25.52
505002K5820003F | 2F OM1 ZIPP ST/ST 3F | PCE | 1 | 16.74
505002K5820001M | 2F OM1 ZIPP ST/ST 1M | PCE | 1 | 16.9
505002K5130010F | 2F OM1 ZIPR ST/ST 10F | PCE | 1 | 21.02
505002K5130005M | 2F OM1 ZIPR ST/ST 5M | PCE | 1 | 25.02
505002K5130003M | 2F OM1 ZIPR ST/ST 3M | PCE | 1 | 20.92
505002K5130003F | 2F OM1 ZIPR ST/ST 3F | PCE | 1 | 16.64
505002K5130002M | 2F OM1 ZIPR ST/ST 2M | PCE | 1 | 18.86
505002K5130001M | 2F OM1 ZIPR ST/ST 1M | PCE | 1 | 16.82
505002K5116001M | 2F OM1 ZIPR ST/ST 1M | PCE | 1 | 16.82
505001T3180003M | 1F OM3 2.9 R ST/ST 3M | PCE | 1 | 11.08
505001T3116003F | 1F OM3 1.6 R ST/ST 3F | PCE | 1 | 8.5
505001T2880003M | 1F OM3 2.0 P ST/ST 3M | PCE | 1 | 11.26
505001T2880001M | 1F OM3 2.0 P ST/ST 1M | PCE | 1 | 8.68
505001T2180003M | 1F OM3 2.0 R ST/ST 3M | PCE | 1 | 10.9
505001T2180001M | 1F OM3 2.0 R ST/ST 1M | PCE | 1 | 8.54
505001Q2890003F | 1F OM4 2.0 P ST/ST 3F | PCE | 1 | 8.94
505001Q2190002M | 1F OM4 2.0 R ST/ST 2M | PCE | 1 | 10.48
505001K3130006F | 1F OM1 2.9 R ST/ST 6F | PCE | 1 | 9.7
505001K3130005M | 1F OM1 2.9 R ST/ST 5M | PCE | 1 | 13.7
505001K3130003M | 1F OM1 2.9 R ST/ST 3M | PCE | 1 | 11.18
505001K3130002M | 1F OM1 2.9 R ST/ST 2M | PCE | 1 | 9.9
505001K3130001M | 1F OM1 2.9 R ST/ST 1M | PCE | 1 | 8.64
505001K3116003F | 1F OM1 1.6 R ST/ST 3F | PCE | 1 | 8.52
505001K3116002M | 1F OM1 1.6 R ST/ST 2M | PCE | 1 | 9.88
505001K2830003M | 1F OM1 2.0 P ST/ST 3M | PCE | 1 | 11.82
505001K2130006F | 1F OM1 2.0 R ST/ST 6F | PCE | 1 | 9.58
505001K2130005M | 1F OM1 2.0 R ST/ST 5M | PCE | 1 | 13.44
505001K2130003M | 1F OM1 2.0 R ST/ST 3M | PCE | 1 | 11
505001K2130003F | 1F OM1 2.0 R ST/ST 3F | PCE | 1 | 8.48
505001K2130002M | 1F OM1 2.0 R ST/ST 2M | PCE | 1 | 9.8
505001K2130001M | 1F OM1 2.0 R ST/ST 1M | PCE | 1 | 8.6
M10206EBZD1X200F-P | 6F FRFD OPTFEM/LCUPC-200F | PCE | 1 | 1062.72
M10206EBZD1X100F-P | 6F FRFD OPTFEM/LCUPC-100F | PCE | 1 | 921.2
M10206EBZD1X300F-P | 6F FRFD OPTFEM/LCUPC-300F | PCE | 1 | 1204.24
M10206EBZD1X400F-P | 6F FRFD OPTFEM/LCUPC-400F | PCE | 1 | 1345.78
M10206EBZD1X050F-P | 6F FRFD OPTFEM/LCUPC-50F | PCE | 1 | 850.44
M10204EB4D1E200F-P | 4F FDRP OPTFEM/LCUPC-200F | PCE | 1 | 778.94
M10204EB4D1E100F-P | 4F FDRP OPTFEM/LCUPC-100F | PCE | 1 | 739.02
M10204EB4D1E050F-P | 4F FDRP OPTFEM/LCUPC-50F | PCE | 1 | 719.08
M10206EBZD1X500F-P | 6F FRFD OPTFEM/LCUPC-500F | PCE | 1 | 1487.28
M10212EB4D1E015M-P | 12F FDRP OPTFEM/LCUPC-15M | PCE | 1 | 1050.54
M10212EB4D1E020M-P | 12F FDRP OPTFEM/LCUPC-20M | PCE | 1 | 1060.3
M10212EB4D1E050F-P | 12F FDRP OPTFEM/LCUPC-50F | PCE | 1 | 1051.02
M10212EB4D1E050M-P | 12F FDRP OPTFEM/LCUPC-50M | PCE | 1 | 1118.78
M10212EB4D1E100M-P | 12F FDRP OPTFEM/LCUPC-100M | PCE | 1 | 1216.26
M14404EB4D1E100F-P | 4F FDRP OPTFEM/SCAPC-100F | PCE | 1 | 713.64
M14404EB4D1E200F-P | 4F FDRP OPTFEM/SCAPC-200F | PCE | 1 | 753.56
M14404EB4D1E300F-P | 4F FDRP OPTFEM/SCAPC-300F | PCE | 1 | 793.44
M10202EBZD1X200F-P | 2F FRFD OPTFEM/LCUPC-200F | PCE | 1 | 901.64
M10202EB4D1E300F-P | 2F FDRP OPTFEM/LCUPC-300F | PCE | 1 | 723.66
M10202EB4D1E200F-P | 2F FDRP OPTFEM/LCUPC-200F | PCE | 1 | 688.64
M10202EB4D1E100F-P | 2F FDRP OPTFEM/LCUPC-100F | PCE | 1 | 653.62
M10202EB4D1E050F-P | 2F FDRP OPTFEM/LCUPC-50F | PCE | 1 | 636.1
M10202EB4D1E015M-P | 2F FDRP OPTFEM/LCUPC-15M | PCE | 1 | 635.84
00M212EBZD1X100F-P | 12F FRFD OPTMALE/XXX-100F | PCE | 1 | 551.46
00M212EB4D1E500F-P | 12F FDRP OPTMALE/XXX-500F | PCE | 1 | 707.04
00M212EB4D1E400F-P | 12F FDRP OPTMALE/XXX-400F | PCE | 1 | 647.62
00M212EB4D1E300F-P | 12F FDRP OPTMALE/XXX-300F | PCE | 1 | 588.18
00M212EB4D1E200F-P | 12F FDRP OPTMALE/XXX-200F | PCE | 1 | 528.78
00M212EB4D1E100F-P | 12F FDRP OPTMALE/XXX-100F | PCE | 1 | 469.34
00M212EB4D1E050F-P | 12F FDRP OPTMALE/XXX-50F | PCE | 1 | 439.64
00M212EB1D1E500F-P | 12F TDRP OPTMALE/XXX-500F | PCE | 1 | 708.86
00M212EB1D1E100F-P | 12F TDRP OPTMALE/XXX-100F | PCE | 1 | 469.72
00M204EB4D1E300F-P | 4F FDRP OPTMALE/XXX-300F | PCE | 1 | 529.62
00M204EB4D1E200F-P | 4F FDRP OPTMALE/XXX-200F | PCE | 1 | 489.74
M14412EB4D1E020M-P | 12F FDRP OPTFEM/SCAPC-20M | PCE | 1 | 984.18
M1M206EBZD1X050F-P | 6F FRFD OPTFEM/OPTMALE-50F | PCE | 1 | 846.7
M1M204EBZD1X400F-P | 4F FRFD OPTFEM/OPTMALE-400F | PCE | 1 | 1342.04
M1M202EB4D1E100M-P | 2F FDRP OPTFEM/OPTMALE-100M | PCE | 1 | 890.84
M1M202EB4D1E050M-P | 2F FDRP OPTFEM/OPTMALE-50M | PCE | 1 | 833.4
M1M202EB4D1E020M-P | 2F FDRP OPTFEM/OPTMALE-20M | PCE | 1 | 798.92
M1M112EBZD1X500F-P | 12F FRFD OPTFEM/OPTFEM-500F | PCE | 1 | 1483.54
M1M112EBZD1X100F-P | 12F FRFD OPTFEM/OPTFEM-100F | PCE | 1 | 917.46
M1M112EB4D1E500F-P | 12F FDRP OPTFEM/OPTFEM-500F | PCE | 1 | 1073.06
M1M112EB4D1E400F-P | 12F FDRP OPTFEM/OPTFEM-400F | PCE | 1 | 1013.62
M1M112EB4D1E300F-P | 12F FDRP OPTFEM/OPTFEM-300F | PCE | 1 | 954.2
M1M112EB4D1E200F-P | 12F FDRP OPTFEM/OPTFEM-200F | PCE | 1 | 894.78
M1M112EB4D1E100F-P | 12F FDRP OPTFEM/OPTFEM-100F | PCE | 1 | 835.36
M1M112EB4D1E050F-P | 12F FDRP OPTFEM/OPTFEM-50F | PCE | 1 | 805.64
M1M106EBZD1X500F-P | 6F FRFD OPTFEM/OPTFEM-500F | PCE | 1 | 1483.54
M1M106EBZD1X400F-P | 6F FRFD OPTFEM/OPTFEM-400F | PCE | 1 | 1342.04
M1M106EBZD1X300F-P | 6F FRFD OPTFEM/OPTFEM-300F | PCE | 1 | 1200.52
M1M106EBZD1X200F-P | 6F FRFD OPTFEM/OPTFEM-200F | PCE | 1 | 1059
M1M106EBZD1X100F-P | 6F FRFD OPTFEM/OPTFEM-100F | PCE | 1 | 917.46
M1M106EBZD1X050F-P | 6F FRFD OPTFEM/OPTFEM-50F | PCE | 1 | 846.7
M1M106EB4D1E200F-P | 6F FDRP OPTFEM/OPTFEM-200F | PCE | 1 | 864.36
M19012EBZD1X500F-P | 12F FRFD OPTFEM/MTP-500F | PCE | 1 | 1571.54
M19012EBZD1X200F-P | 12F FRFD OPTFEM/MTP-200F | PCE | 1 | 1146.98
M19012EB4D1E200F-P | 12F FDRP OPTFEM/MTP-200F | PCE | 1 | 982.78
M19012EB4D1E100F-P | 12F FDRP OPTFEM/MTP-100F | PCE | 1 | 923.34
M15812EB4D1E100F-P | 12F FDRP OPTFEM/SCUPC-100F | PCE | 1 | 1044.06
M15812EB4D1E050F-P | 12F FDRP OPTFEM/SCUPC-50F | PCE | 1 | 1014.34
M14412EBZD1X300F-P | 12F FRFD OPTFEM/SCAPC-300F | PCE | 1 | 1369.74
M14412EBZD1X200F-P | 12F FRFD OPTFEM/SCAPC-200F | PCE | 1 | 1228.22
M14412EBZD1X020M-P | 12F FRFD OPTFEM/SCAPC-20M | PCE | 1 | 1038.02
M14412EB4D1E400F-P | 12F FDRP OPTFEM/SCAPC-400F | PCE | 1 | 1182.86
M14412EB4D1E300F-P | 12F FDRP OPTFEM/SCAPC-300F | PCE | 1 | 1123.42
M14412EB4D1E200F-P | 12F FDRP OPTFEM/SCAPC-200F | PCE | 1 | 1064.02
M14412EB4D1E100F-P | 12F FDRP OPTFEM/SCAPC-100F | PCE | 1 | 1004.58
M14412EB4D1E050F-P | 12F FDRP OPTFEM/SCAPC-50F | PCE | 1 | 974.88
VCPPS21T1U4131U400 | 288F AL POL SC 24FD/12PT 31M | PCE | 1 | 10413.22
VCPPS21-1UC131UC00 | 288F AL POL SC 24FD/12PT 31M | PCE | 1 | 10137.2
VCPPS21-1U4150U400 | 288F AL POL SC 24FD/12PT 50M | PCE | 1 | 10454.16
VCPPS20-1U4131Q500 | 288F AL POL SC 24FD 31M | PCE | 1 | 9857.34
VCBPS20-1C4131Q41A | 288F AL PAD SC 24FD 31M | PCE | 1 | 11974.9
VCAPS21T1UC131UC00 | 288F AL PAD SC 24FD/12PT 31M | PCE | 1 | 10458.2
VCAPS21-1UC131UC00 | 288F AL PAD SC 24FD/12PT 31M | PCE | 1 | 10137.2
VCAPS21-1U4131U400 | 288F AL PAD SC 24FD/12PT 31M | PCE | 1 | 10092.22
VCAPS20T1UC131UC00 | 288F AL PAD SC 24FD 31M | PCE | 1 | 10201.4
VCAPS20-1U4231U400 | 288F AL PAD SC 24FD 31M | PCE | 1 | 9873.62
VCAPS20-1U4131U400 | 288F AL PAD SC 24FD 31M | PCE | 1 | 9835.42
VAPPS43-1UC131UC00 | 432F AL POL SC 48FD/36PT 31M | PCE | 1 | 16703.82
VAPPS43-1UC131Q51A | 432F AL POL SC 48FD/36PT 31M | PCE | 1 | 18660.32
VAPPS43-1U4150U400 | 432F AL POL SC 48FD/36PT 50M | PCE | 1 | 17213.8
VAPPS40-1U4131U400 | 432F AL POL SC 48FD 31M | PCE | 1 | 15887.32
VABPS40-1C4231C41A | 432F AL PAD SC 48FD 31M | PCE | 1 | 17800.66
VAAPS43T1UC131UC00 | 432F AL PAD SC 48FD/36PT 31M | PCE | 1 | 17024.82
VAAPS43-1U4131U400 | 432F AL PAD SC 48FD/36PT 31M | PCE | 1 | 16657.72
VAAPS43-1C4131Q400 | 432F AL PAD SC 48FD/36PT 31M | PCE | 1 | 16558.52
VAAPS40-1U4231U400 | 432F AL PAD SC 48FD 31M | PCE | 1 | 15864.52
VAAPS40-1U4131U400 | 432F AL PAD SC 48FD 31M | PCE | 1 | 15887.32
VAAPS40-1C4131Q400 | 432F AL PAD SC 48FD 31M | PCE | 1 | 15788.12
SMPP131U41K31U4S00 | 72F AL POL SC 12FD 31M | PCE | 1 | 4130.18
SMAP131UC1K31UCS2A | 72F AL PAD SC 12FD 31M | PCE | 1 | 8536.54
SMAP131U41K31U4S1A | 72F AL PAD SC 12FD 31M | PCE | 1 | 6152.48
SDPP231C41C31C4S00 | 144F AL POL SC 24FD 31M | PCE | 1 | 5364.5
SDPP131U41C31U4S00 | 144F AL POL SC 12FD 31M | PCE | 1 | 5408.78
SDAP231UC1C31UCS00 | 144F AL PAD SC 24FD 31M | PCE | 1 | 5787.08
SDAP231U41C31U4S00 | 144F AL PAD SC 24FD 31M | PCE | 1 | 5426.16
SDAP231C41C31C4S00 | 144F AL PAD SC 24FD 31M | PCE | 1 | 5364.5
SDAP131U41C31U4S1A | 144F AL PAD SC 12FD 31M | PCE | 1 | 7431.08
SCPP431U42C31U4S1A | 288F AL POL SC 48FD 31M | PCE | 1 | 9861.64
SCPP431U41E31U4S00 | 288F AL POL SC 48FD 31M | PCE | 1 | 7801.14
SCPP431C41E31Q4S00 | 288F AL POL SC 48FD 31M | PCE | 1 | 7807.42
VDAPS10-1U4131U400 | 144F AL PAD SC 12FD 31M | PCE | 1 | 6238.98
00M204EB4D1E100F-P | 4F FDRP OPTMALE/XXX-100F | PCE | 1 | 449.82
00M202EB4D1E100F-P | 2F FDRP OPTMALE/XXX-100F | PCE | 1 | 444.96
00M112EBZD1X500F-P | 12F FRFD OPTFEM/XXX-500F | PCE | 1 | 1117.54
00M112EBZD1X300F-P | 12F FRFD OPTFEM/XXX-300F | PCE | 1 | 834.5
00M112EBZD1X150M-P | 12F FRFD OPTFEM/XXX-150M | PCE | 1 | 1106.4
00M112EBZD1X100M-P | 12F FRFD OPTFEM/XXX-100M | PCE | 1 | 874.24
00M112EBZD1X100F-P | 12F FRFD OPTFEM/XXX-100F | PCE | 1 | 551.46
00M112EBZD1X050M-P | 12F FRFD OPTFEM/XXX-50M | PCE | 1 | 642.08
00M112EBZD1X050F-P | 12F FRFD OPTFEM/XXX-50F | PCE | 1 | 480.7
00M112EB4D1E500F-P | 12F FDRP OPTFEM/XXX-500F | PCE | 1 | 707.04
00M112EB4D1E400F-P | 12F FDRP OPTFEM/XXX-400F | PCE | 1 | 647.62
00M112EB4D1E300F-P | 12F FDRP OPTFEM/XXX-300F | PCE | 1 | 588.18
00M112EB4D1E200F-P | 12F FDRP OPTFEM/XXX-200F | PCE | 1 | 528.78
00M112EB4D1E100M-P | 12F FDRP OPTFEM/XXX-100M | PCE | 1 | 604.88
00M112EB4D1E100F-P | 12F FDRP OPTFEM/XXX-100F | PCE | 1 | 469.34
00M112EB4D1E050F-P | 12F FDRP OPTFEM/XXX-50F | PCE | 1 | 439.64
00M106EB4D1E400F-P | 6F FDRP OPTFEM/XXX-400F | PCE | 1 | 586.76
00M106EB4D1E100M-P | 6F FDRP OPTFEM/XXX-100M | PCE | 1 | 554.96
WFBPS77-1UC231UC00 | 864F GR PAD SC 72FD/72PT 31M | PCE | 1 | 28641.82
VFBPS70-1U4231U400 | 864F AL PAD SC 72FD 31M | PCE | 1 | 27023.22
VFAPS77-1U4231U400 | 864F AL PAD SC 72FD/72PT 31M | PCE | 1 | 28457.02
VFAPS70T1UC231UC00 | 864F AL PAD SC 72FD 31M | PCE | 1 | 27315.02
VFAPS70T1U4231U400 | 864F AL PAD SC 72FD 31M | PCE | 1 | 27237.22
VFAPS70T1C4231Q41A | 864F AL PAD SC 72FD 31M | PCE | 1 | 29052.6
VFAPS70-1U4231U400 | 864F AL PAD SC 72FD 31M | PCE | 1 | 26916.22
VEAPS77-1C4231U400 | 576F AL PAD SC 72FD/72PT 31M | PCE | 1 | 21716.9
VEAPS70-1U4231U400 | 576F AL PAD SC 72FD 31M | PCE | 1 | 20187.86
VEAPS40-1U4231U400 | 576F AL PAD SC 48FD 31M | PCE | 1 | 19633.86
VDPPS11-1C4131C400 | 144F AL POL SC 12FD/12PT 31M | PCE | 1 | 6436.38
VDBPS21T1U5150U500 | 144F AL PAD SC 24FD/12PT 50M | PCE | 1 | 7533.38
VDBPS20-1C4131C41A | 144F AL PAD SC 24FD 31M | PCE | 1 | 8580.8
VDAPS21T1UC131UC00 | 144F AL PAD SC 24FD/12PT 31M | PCE | 1 | 7130.86
VDAPS21-1UC131UC00 | 144F AL PAD SC 24FD/12PT 31M | PCE | 1 | 6809.86
VDAPS20-1U4131U400 | 144F AL PAD SC 24FD 31M | PCE | 1 | 6513.16
M1M212EB1D1E100F-P | 12F TDRP OPTFEM/OPTMALE-100F | PCE | 1 | 835.74
CCH-CS12-G5-P00BE | CCH CAS 12FOM2 STU 4M 250 | PCE | 1 | 541.96
CCH-CS12-E7-P00TJ | CCH CAS 12FOM3 SCDX 4M RIB | PCE | 1 | 572
CCH-CS12-E7-P00QJ | CCH CAS 12FOM4 SCDX 4M RIB | PCE | 1 | 585.5
CCH-CS12-E7-P00QE | CCH CAS 12FOM4 SCDX 4M 250 | PCE | 1 | 585.5
CCH-CS12-E4-P00TJ | CCH CAS 12FOM3 LCDXC 4M RIB | PCE | 1 | 605.08
CCH-CS12-E4-P00QJ | CCH CAS 12FOM4 LCDXC 4M RIB | PCE | 1 | 618.84
CCH-CS12-D9-P00RJ | CCH CAS 12F OS2 SCADX 4M RIB | PCE | 1 | 642.12
CCH-CS12-D9-P00RE | CCH CAS 12F OS2 SCADX 4M 250 | PCE | 1 | 642.12
CCH-CS12-D3-P00BE | CCH CAS 12FOM2 LCDXC 4M 250 | PCE | 1 | 597.92
CCH-CS12-B3-P00RJ | CCH CAS 12F OS2 LCADX 4M RIB | PCE | 1 | 692.52
CCH-CS12-B3-P00RE | CCH CAS 12F OS2 LCADX 4M 250 | PCE | 1 | 692.52
CCH-CS12-A9-P00RJ | CCH CAS 12F OS2 LCDX 4M RIB | PCE | 1 | 634.84
CCH-CS12-A8-P00KE | CCH CAS 12FOM1 LCDX 4M 250 | PCE | 1 | 593.44
CCH-CS12-91-P00KJ | CCH CAS 12FOM1 SCDX 4M RIB | PCE | 1 | 535.36
CCH-CS12-6T-P00RJ | CCH CAS 12F OS2 STU 4M RIB | PCE | 1 | 600.44
CCH-CS12-6C-P00RJ | CCH CAS 12F OS2 SCA 4M RIB | PCE | 1 | 659.98
CCH-CS12-6C-P00RE | CCH CAS 12F OS2 SCA 4M 250 | PCE | 1 | 659.98
CCH-CS12-59-P00RJ | CCH CAS 12F OS2 SCDXC 4M RIB | PCE | 1 | 607.98
CCH-CS12-56-P00KE | CCH CAS 12FOM1 SC 4M 250 | PCE | 1 | 545.94
CCH-CS12-3C-P00RJ | CCH CAS 12F OS2 SCU 4M RIB | PCE | 1 | 623.46
CCH-CS12-3C-P00RE | CCH CAS 12F OS2 SCU 4M 250 | PCE | 1 | 623.46
CCH-CS12-11-P00RE | CCH CAS 12F OS2 FCU 4M 250 | PCE | 1 | 641.72
CCH-CS06-E7-P00TE | CCH CAS 6FOM3 SCDX 4M 250 | PCE | 1 | 346.1
CCH-CS06-E4-P00QE | CCH CAS 6FOM4 LCDXC 4M 250 | PCE | 1 | 369.52
CCH-CS06-D9-P00RE | CCH CAS 6F OS2 SCADX 4M 250 | PCE | 1 | 381.16
CCH-CS06-D3-P00BE | CCH CAS 6FOM2 LCDXC 4M 250 | PCE | 1 | 359.06
CCH-CS06-B3-P00RE | CCH CAS 6F OS2 LCADX 4M 250 | PCE | 1 | 406.36
CCH-CS06-A8-P00KE | CCH CAS 6FOM1 LCDX 4M 250 | PCE | 1 | 356.82
CCH-CS06-6T-P00RE | CCH CAS 6F OS2 STU 4M 250 | PCE | 1 | 360.32
CCH-CS06-6C-P00RE | CCH CAS 6F OS2 SCA 4M 250 | PCE | 1 | 390.08
CCH-CS06-59-P00RE | CCH CAS 6F OS2 SCDXC 4M 250 | PCE | 1 | 364.08
CCH-CS06-56-P00KE | CCH CAS 6FOM1 SC 4M 250 | PCE | 1 | 333.06
CCH-CS06-3C-P00RE | CCH CAS 6F OS2 SCU 4M 250 | PCE | 1 | 371.82
CCH-CS06-11-P00RE | CCH CAS 6F OS2 FCU 4M 250 | PCE | 1 | 380.96
CCH-CS12-G6-P00BE | CCH CAS 12FOM2 SCU 4M 250 | PCE | 1 | 570.28
SPH12461259-U4001A | CCH 12F SCUDX SM 46M LT OS | PCE | 1 | 873.98
CH4E4F51259-UF001B | CCH 144F SCUDX SM 155M FRDM | PCE | 1 | 9847.62
CH112501259-U4001B | CCH 12F SCUDX SM 50M LT OS | PCE | 1 | 1249.58
CC4E450126T-UF001B | CCH 144F STU SM 50M FRDM | PCE | 1 | 8331.38
WD124P12-3C-3RJ1DL | WDC HSG 12F OS2 SCU 3M RIB | PCE | 1 | 1549.34
ED4E4P12-D9-3RJ4R0 | ECL HSG 12F OS2 SCADX 3M RIB | PCE | 1 | 6779.98
CX4WWP36-B3-2RJ000 | CTX HSG 36F OS2 LCADX 2M RIB | PCE | 1 | 13864.2
CX4WWP36-B3-2RH000 | CTX HSG 36F OS2 LCADX 2M MIC | PCE | 1 | 13864.2
CX4WWP36-A9-2RJ000 | CTX HSG 36F OS2 LCDX 2M RIB | PCE | 1 | 11846.52
CX4U8P24-B3-2RJ000 | CTX HSG 24F OS2 LCADX 2M RIB | PCE | 1 | 9621
CX4U8P24-3C-2RH000 | CTX HSG 24F OS2 SCU 2M MIC | PCE | 1 | 7577.32
CX2E4P24-3C-2RH000 | CTX HSG 24F OS2 SCU 2M MIC | PCE | 1 | 3837.98
CH4U8P24-A9-0RE000 | CCH HSG 24F OS2 LCDX 4M 250 | PCE | 1 | 14375.04
CH4E4P12-59-0RJ000 | CCH HSG 12F OS2 SCDXC 4M RIB | PCE | 1 | 7876.98
CH124P24-B3-0RE000 | CCH HSG 24F OS2 LCADX 4M 250 | PCE | 1 | 1748.68
CH124P12-6C-0RJ000 | CCH HSG 12F OS2 SCA 4M RIB | PCE | 1 | 1688.94
CCH-CS24-LK-P00TE | CCH CAS 24FOM3 LCKVI 4M 250 | PCE | 1 | 1167.22
CCH-CS24-LE-P00RJ | CCH CAS 24F OS2 LCKBL 4M RIB | PCE | 1 | 1196.06
CCH-CS24-KL-P00RE | CCH CAS 24F OS2 LC SL 4M 250 | PCE | 1 | 1559.88
CCH-CS24-KK-P00QE | CCH CAS 24FOM4 LC BK 4M 250 | PCE | 1 | 1557.76
CCH-CS24-K9-P00RE | CCH CAS 24F OS2 LC YL 4M 250 | PCE | 1 | 1559.88
CCH-CS24-K5-P00RJ | CCH CAS 24F OS2 LC RD 4M RIB | PCE | 1 | 1559.88
CCH-CS24-K5-P00RE | CCH CAS 24F OS2 LC RD 4M 250 | PCE | 1 | 1559.88
CCH-CS24-K1-P00RE | CCH CAS 24F OS2 LC BL 4M 250 | PCE | 1 | 1559.88
CCH-CS24-E4-P00TJ | CCH CAS 24FOM3 LCDXC 4M RIB | PCE | 1 | 1089.96
CCH-CS24-E4-P00QJ | CCH CAS 24FOM4 LCDXC 4M RIB | PCE | 1 | 1117.48
CCH-CS24-D3-P00BE | CCH CAS 24FOM2 LCDXC 4M 250 | PCE | 1 | 1075.66
CCH-CS24-B3-P00RJ | CCH CAS 24F OS2 LCADX 4M RIB | PCE | 1 | 1379.7
CCH-CS24-B3-P00RE | CCH CAS 24F OS2 LCADX 4M 250 | PCE | 1 | 1379.7
CCH-CS24-A9-P00RJ | CCH CAS 24F OS2 LCDX 4M RIB | PCE | 1 | 1149.48
CCH-CS24-A8-P00KJ | CCH CAS 24FOM1 LCDX 4M RIB | PCE | 1 | 1066.66
CCH-CS12-K1-P00RE | CCH CAS 12F OS2 LC BL 4M 250 | PCE | 1 | 840.04
CCH-CS12-H3-P00TE | CCH CAS 12FOM3 ST AQ 4M 250 | PCE | 1 | 552.56
CCH-CS12-G7-P00BE | CCH CAS 12FOM2 SC DX 4M 250 | PCE | 1 | 564.86
CCH-CP06-G7-P03CH | CCH PNL 6FOM2 SC DX 3M MIC | PCE | 1 | 253.08
CCH-CP06-G5-P03CH | CCH PNL 6FOM2 STU 3M MIC | PCE | 1 | 251.64
CCH-CP06-E7-P03SH | CCH PNL 6FOM4 SCDX 3M MIC | PCE | 1 | 283.84
CCH-CP06-E4-P03SH | CCH PNL 6FOM4 LCDXC 3M MIC | PCE | 1 | 323.2
CCH-CP06-D3-P03CH | CCH PNL 6FOM2 LCDXC 3M MIC | PCE | 1 | 292.44
CCH-CP06-B3-P03RH | CCH PNL 6F OS2 LCADX 3M MIC | PCE | 1 | 433.34
CCH-CP06-A9-P03RH | CCH PNL 6F OS2 LCDX 3M MIC | PCE | 1 | 323.94
CCH-CP06-A8-P03KH | CCH PNL 6FOM1 LCDX 3M MIC | PCE | 1 | 292.44
CCH-CP06-91-P03KH | CCH PNL 6FOM1 SCDX 3M MIC | PCE | 1 | 239.82
CCH-CP06-6T-P03RH | CCH PNL 6F OS2 STU 3M MIC | PCE | 1 | 283.24
CCH-CP06-6C-P03RH | CCH PNL 6F OS2 SCA 3M MIC | PCE | 1 | 324.36
CCH-CP06-5T-P03KH | CCH PNL 6FOM1 ST CE 3M MIC | PCE | 1 | 251.64
CCH-CP06-59-P03RH | CCH PNL 6F OS2 SCDXC 3M MIC | PCE | 1 | 283.64
CCH-CP06-56-P03KH | CCH PNL 6FOM1 SC 3M MIC | PCE | 1 | 242.8
CCH-CP06-3C-P03RH | CCH PNL 6F OS2 SCU 3M MIC | PCE | 1 | 282.64
CCH-CP06-11-P03RH | CCH PNL 6F OS2 FCU 3M MIC | PCE | 1 | 283.06
M29012EB4D1E050F-P | 12F FDRP OPTMALE/MTP-50F | PCE | 1 | 893.64
M24412EB4D1E050F-P | 12F FDRP OPTMALE/SCAPC-50F | PCE | 1 | 974.88
M20212EB4D1E400F-P | 12F FDRP OPTMALE/LCUPC-400F | PCE | 1 | 1259
M20206EBZD1X500F-P | 6F FRFD OPTMALE/LCUPC-500F | PCE | 1 | 1487.28
M20206EBZD1X050F-P | 6F FRFD OPTMALE/LCUPC-50F | PCE | 1 | 850.44
M1M212EBZD1X500F-P | 12F FRFD OPTFEM/OPTMALE-500F | PCE | 1 | 1483.54
M1M212EBZD1X100F-P | 12F FRFD OPTFEM/OPTMALE-100F | PCE | 1 | 917.46
M1M212EBZD1X050F-P | 12F FRFD OPTFEM/OPTMALE-50F | PCE | 1 | 846.7
M1M212EB4D1E500F-P | 12F FDRP OPTFEM/OPTMALE-500F | PCE | 1 | 1073.06
M1M212EB4D1E400F-P | 12F FDRP OPTFEM/OPTMALE-400F | PCE | 1 | 1013.62
M1M212EB4D1E300F-P | 12F FDRP OPTFEM/OPTMALE-300F | PCE | 1 | 954.2
M1M212EB4D1E200F-P | 12F FDRP OPTFEM/OPTMALE-200F | PCE | 1 | 894.78
M1M212EB4D1E150M-P | 12F FDRP OPTFEM/OPTMALE-150M | PCE | 1 | 1068.36
M1M212EB4D1E100M-P | 12F FDRP OPTFEM/OPTMALE-100M | PCE | 1 | 970.9
M1M212EB4D1E100F-P | 12F FDRP OPTFEM/OPTMALE-100F | PCE | 1 | 835.36
M1M212EB4D1E050M-P | 12F FDRP OPTFEM/OPTMALE-50M | PCE | 1 | 873.42
M1M212EB4D1E050F-P | 12F FDRP OPTFEM/OPTMALE-50F | PCE | 1 | 805.64
M1M212EB1D1E300F-P | 12F TDRP OPTFEM/OPTMALE-300F | PCE | 1 | 955.3
CCH-CP08-A9-P03RH | CCH PNL 8F OS2 LCDX 3M MIC | PCE | 1 | 423.62
CCH-CP24-E4-P03SJ | CCH PNL 24FOM4 LCDXC 3M RIB | PCE | 1 | 1192.2
CCH-CP24-E4-P03SH | CCH PNL 24FOM4 LCDXC 3M MIC | PCE | 1 | 1192.2
CCH-CP24-B3-P03RJ | CCH PNL 24F OS2 LCADX 3M RIB | PCE | 1 | 1352.16
CCH-CP24-B3-P03RH | CCH PNL 24F OS2 LCADX 3M MIC | PCE | 1 | 1352.16
CCH-CP24-A9-P06RH | CCH PNL 24F OS2 LCDX 6M MIC | PCE | 1 | 1238.32
CCH-CP24-A9-P05RH | CCH PNL 24F OS2 LCDX 5M MIC | PCE | 1 | 1231.38
CCH-CP24-A9-P03RJ | CCH PNL 24F OS2 LCDX 3M RIB | PCE | 1 | 1192.76
CCH-CP24-A9-P03RH | CCH PNL 24F OS2 LCDX 3M MIC | PCE | 1 | 1192.76
CCH-CP24-A8-P03KJ | CCH PNL 24FOM1 LCDX 3M RIB | PCE | 1 | 1062.08
CCH-CP24-A8-P03KH | CCH PNL 24FOM1 LCDX 3M MIC | PCE | 1 | 1062.08
CCH-CP12-G7-P03CH | CCH PNL 12FOM2 SC DX 3M MIC | PCE | 1 | 486.04
CCH-CP12-G5-P03CH | CCH PNL 12FOM2 STU 3M MIC | PCE | 1 | 485.52
CCH-CP12-E7-P03SH | CCH PNL 12FOM4 SCDX 3M MIC | PCE | 1 | 545.18
CCH-CP12-E4-P03SJ | CCH PNL 12FOM4 LCDXC 3M RIB | PCE | 1 | 626.28
CCH-CP12-E4-P03SH | CCH PNL 12FOM4 LCDXC 3M MIC | PCE | 1 | 626.28
CCH-CP12-D9-P03RH | CCH PNL 12F OS2 SCADX 3M MIC | PCE | 1 | 616.34
CCH-CP12-D3-P03CH | CCH PNL 12FOM2 LCDXC 3M MIC | PCE | 1 | 555.3
CCH-CP12-B3-P03RJ | CCH PNL 12F OS2 LCADX 3M RIB | PCE | 1 | 707.28
CCH-CP12-B3-P03RH | CCH PNL 12F OS2 LCADX 3M MIC | PCE | 1 | 707.28
CCH-CP12-A9-P06RH | CCH PNL 12F OS2 LCDX 6M MIC | PCE | 1 | 648.6
CCH-CP12-A9-P03RJ | CCH PNL 12F OS2 LCDX 3M RIB | PCE | 1 | 627.74
CCH-CP12-A9-P03RH | CCH PNL 12F OS2 LCDX 3M MIC | PCE | 1 | 627.74
CCH-CP12-A8-P03KH | CCH PNL 12FOM1 LCDX 3M MIC | PCE | 1 | 555.3
CCH-CP12-91-P03KH | CCH PNL 12FOM1 SCDX 3M MIC | PCE | 1 | 459.48
CCH-CP12-6T-P03RH | CCH PNL 12F OS2 STU 3M MIC | PCE | 1 | 546.36
CCH-CP12-6C-P03RJ | CCH PNL 12F OS2 SCA 3M RIB | PCE | 1 | 616.76
CCH-CP12-6C-P03RH | CCH PNL 12F OS2 SCA 3M MIC | PCE | 1 | 616.76
CCH-CP12-5T-P03KH | CCH PNL 12FOM1 ST CE 3M MIC | PCE | 1 | 485.52
CCH-CP12-59-P03RJ | CCH PNL 12F OS2 SCDXC 3M RIB | PCE | 1 | 547.16
CCH-CP12-59-P03RH | CCH PNL 12F OS2 SCDXC 3M MIC | PCE | 1 | 547.16
CCH-CP12-56-P03KH | CCH PNL 12FOM1 SC 3M MIC | PCE | 1 | 465.46
CCH-CP12-3C-P03RJ | CCH PNL 12F OS2 SCU 3M RIB | PCE | 1 | 545.12
CCH-CP12-3C-P03RH | CCH PNL 12F OS2 SCU 3M MIC | PCE | 1 | 545.12
CCH-CP12-11-P03RH | CCH PNL 12F OS2 FCU 3M MIC | PCE | 1 | 545.98
SCPP231C42C31C4S00 | 288F AL POL SC 24FD 31M | PCE | 1 | 7679.62
727202G5116002M | 2F ULT ZIPR SCUDX/SCUDX 2M | PCE | 1 | 31.96
727202G5116001M | 2F ULT ZIPR SCUDX/SCUDX 1M | PCE | 1 | 31.36
727202G5116003F | 2F ULT ZIPR SCUDX/SCUDX 3F | PCE | 1 | 31.32
727202G5116003M | 2F ULT ZIPR SCUDX/SCUDX 3M | PCE | 1 | 32.52
667202G5820005M | 2F ULT ZIPP SCADX/SCUDX 5M | PCE | 1 | 38
667202G5820003M | 2F ULT ZIPP SCADX/SCUDX 3M | PCE | 1 | 36.78
667202G5820002M | 2F ULT ZIPP SCADX/SCUDX 2M | PCE | 1 | 36.16
667202G5820001M | 2F ULT ZIPP SCADX/SCUDX 1M | PCE | 1 | 35.56
727202G5116005M | 2F ULT ZIPR SCUDX/SCUDX 5M | PCE | 1 | 33.68
727202G5116006F | 2F ULT ZIPR SCUDX/SCUDX 6F | PCE | 1 | 31.84
727202G5116015F | 2F ULT ZIPR SCUDX/SCUDX 15F | PCE | 1 | 33.44
727202G5120001M | 2F ULT ZIPR SCUDX/SCUDX 1M | PCE | 1 | 31.34
727202G5120002M | 2F ULT ZIPR SCUDX/SCUDX 2M | PCE | 1 | 31.88
727202G5120003F | 2F ULT ZIPR SCUDX/SCUDX 3F | PCE | 1 | 31.28
727202G5120003M | 2F ULT ZIPR SCUDX/SCUDX 3M | PCE | 1 | 32.44
727202G5120005M | 2F ULT ZIPR SCUDX/SCUDX 5M | PCE | 1 | 33.54
727202G5120006F | 2F ULT ZIPR SCUDX/SCUDX 6F | PCE | 1 | 31.8
667202G5120005M | 2F ULT ZIPR SCADX/SCUDX 5M | PCE | 1 | 37.7
667202G5120003M | 2F ULT ZIPR SCADX/SCUDX 3M | PCE | 1 | 36.6
667202G5120003F | 2F ULT ZIPR SCADX/SCUDX 3F | PCE | 1 | 35.46
667202G5120002M | 2F ULT ZIPR SCADX/SCUDX 2M | PCE | 1 | 36.06
667202G5120001M | 2F ULT ZIPR SCADX/SCUDX 1M | PCE | 1 | 35.5
667202G5116005M | 2F ULT ZIPR SCADX/SCUDX 5M | PCE | 1 | 37.86
667202G5116003M | 2F ULT ZIPR SCADX/SCUDX 3M | PCE | 1 | 36.68
667202G5116002M | 2F ULT ZIPR SCADX/SCUDX 2M | PCE | 1 | 36.12
667202G5116001M | 2F ULT ZIPR SCADX/SCUDX 1M | PCE | 1 | 35.54
666612G8120003M | 12F ULT MICR SCADX/SCADX 3M | PCE | 1 | 329.82
666608G8120003M | 8F ULT MICR SCADX/SCADX 3M | PCE | 1 | 220.98
666602R5820010F | 2F SM ZIPP SCADX/SCADX 10F | PCE | 1 | 40.96
666602R5820006F | 2F SM ZIPP SCADX/SCADX 6F | PCE | 1 | 40.22
666602R5131003M | 2F SM ZIPR SCADX/SCADX 3M | PCE | 1 | 40.84
666602R5131002M | 2F SM ZIPR SCADX/SCADX 2M | PCE | 1 | 40.28
666602R5120005M | 2F SM ZIPR SCADX/SCADX 5M | PCE | 1 | 41.88
666602R5120003M | 2F SM ZIPR SCADX/SCADX 3M | PCE | 1 | 40.76
727202G5120010F | 2F ULT ZIPR SCUDX/SCUDX 10F | PCE | 1 | 32.48
727206G8120015F | 6F ULT MICR SCUDX/SCUDX 15F | PCE | 1 | 117.2
727204GD2KKB003M | 4F ULT 1.2P SCUDX/SCUDX 3M | PCE | 1 | 113.48
727202R5831003M | 2F SM ZIPP SCUDX/SCUDX 3M | PCE | 1 | 32.7
727202R5831002M | 2F SM ZIPP SCUDX/SCUDX 2M | PCE | 1 | 32.06
727202R5820005M | 2F SM ZIPP SCUDX/SCUDX 5M | PCE | 1 | 33.82
727202R5820001M | 2F SM ZIPP SCUDX/SCUDX 1M | PCE | 1 | 31.4
727202R5816003M | 2F SM ZIPP SCUDX/SCUDX 3M | PCE | 1 | 32.7
727202R5816002M | 2F SM ZIPP SCUDX/SCUDX 2M | PCE | 1 | 32.06
727202R5816001M | 2F SM ZIPP SCUDX/SCUDX 1M | PCE | 1 | 31.42
727202R5131005M | 2F SM ZIPR SCUDX/SCUDX 5M | PCE | 1 | 33.68
727202R5131003M | 2F SM ZIPR SCUDX/SCUDX 3M | PCE | 1 | 32.52
727202R5131003F | 2F SM ZIPR SCUDX/SCUDX 3F | PCE | 1 | 31.32
727202R5131002M | 2F SM ZIPR SCUDX/SCUDX 2M | PCE | 1 | 31.96
727202R5131001M | 2F SM ZIPR SCUDX/SCUDX 1M | PCE | 1 | 31.36
727202R5120010F | 2F SM ZIPR SCUDX/SCUDX 10F | PCE | 1 | 32.48
727202R5120006F | 2F SM ZIPR SCUDX/SCUDX 6F | PCE | 1 | 31.8
727202R5120005M | 2F SM ZIPR SCUDX/SCUDX 5M | PCE | 1 | 33.54
727202R5120003M | 2F SM ZIPR SCUDX/SCUDX 3M | PCE | 1 | 32.44
727202R5120003F | 2F SM ZIPR SCUDX/SCUDX 3F | PCE | 1 | 31.28
727202R5120002M | 2F SM ZIPR SCUDX/SCUDX 2M | PCE | 1 | 31.88
727202R5120001M | 2F SM ZIPR SCUDX/SCUDX 1M | PCE | 1 | 31.34
727202R5116005M | 2F SM ZIPR SCUDX/SCUDX 5M | PCE | 1 | 33.68
727202R5116003M | 2F SM ZIPR SCUDX/SCUDX 3M | PCE | 1 | 32.52
727202R5116002M | 2F SM ZIPR SCUDX/SCUDX 2M | PCE | 1 | 31.96
727202R5116001M | 2F SM ZIPR SCUDX/SCUDX 1M | PCE | 1 | 31.36
727202J5112001M | 2F LBL ZIPR SCUDX/SCUDX 1M | PCE | 1 | 31.42
727202G8FKKB001M | 2F ULT MICR SCUDX/SCUDX 1M | PCE | 1 | 27.84
727202G5820010F | 2F ULT ZIPP SCUDX/SCUDX 10F | PCE | 1 | 32.64
727202G5820005M | 2F ULT ZIPP SCUDX/SCUDX 5M | PCE | 1 | 33.82
727202G5820003M | 2F ULT ZIPP SCUDX/SCUDX 3M | PCE | 1 | 32.62
727202G5820003F | 2F ULT ZIPP SCUDX/SCUDX 3F | PCE | 1 | 31.34
727202G5820002M | 2F ULT ZIPP SCUDX/SCUDX 2M | PCE | 1 | 32
727202G5820001M | 2F ULT ZIPP SCUDX/SCUDX 1M | PCE | 1 | 31.4
727202G5120015F | 2F ULT ZIPR SCUDX/SCUDX 15F | PCE | 1 | 33.3
617202G5120005M | 2F ULT ZIPR ST/SCUDX 5M | PCE | 1 | 25.5
617202G5120003M | 2F ULT ZIPR ST/SCUDX 3M | PCE | 1 | 24.4
617202G5120003F | 2F ULT ZIPR ST/SCUDX 3F | PCE | 1 | 23.24
617202G5120002M | 2F ULT ZIPR ST/SCUDX 2M | PCE | 1 | 23.84
617202G5120001M | 2F ULT ZIPR ST/SCUDX 1M | PCE | 1 | 23.3
617202G5116005M | 2F ULT ZIPR ST/SCUDX 5M | PCE | 1 | 25.64
616602G5820005M | 2F ULT ZIPP ST/SCADX 5M | PCE | 1 | 29.94
616602G5820001M | 2F ULT ZIPP ST/SCADX 1M | PCE | 1 | 27.52
616602G5120003M | 2F ULT ZIPR ST/SCADX 3M | PCE | 1 | 28.56
616602G5120002M | 2F ULT ZIPR ST/SCADX 2M | PCE | 1 | 28
616602G5120001M | 2F ULT ZIPR ST/SCADX 1M | PCE | 1 | 27.46
616124R8120010F | 24F SM MICR ST/ST 10F | PCE | 1 | 541.88
616124G8PKKA002M | 24F ULT MICP ST/ST 2M | PCE | 1 | 417.26
616112G81NF010F | 12F ULT MICR ST/ST 10F | PCE | 1 | 337.44
616106G8PKKA002M | 6F ULT MICP ST/ST 2M | PCE | 1 | 106.12
616106G81NF010F | 6F ULT MICR ST/ST 10F | PCE | 1 | 168.46
616104R8120005M | 4F SM MICR ST/ST 5M | PCE | 1 | 94.16
616104R8120003M | 4F SM MICR ST/ST 3M | PCE | 1 | 91.28
616104G8120005M | 4F ULT MICR ST/ST 5M | PCE | 1 | 94.14
616102R9131005M | 2F SM DFXR ST/ST 5M | PCE | 1 | 26.48
616102R9131003M | 2F SM DFXR ST/ST 3M | PCE | 1 | 24.92
616102R9131001M | 2F SM DFXR ST/ST 1M | PCE | 1 | 23.36
616102R9120002M | 2F SM DFXR ST/ST 2M | PCE | 1 | 24.14
616102R5831003M | 2F SM ZIPP ST/ST 3M | PCE | 1 | 16.6
616102R5831001M | 2F SM ZIPP ST/ST 1M | PCE | 1 | 15.32
616102R5820005M | 2F SM ZIPP ST/ST 5M | PCE | 1 | 17.74
616102R5131010F | 2F SM ZIPR ST/ST 10F | PCE | 1 | 16.46
616102R5131005M | 2F SM ZIPR ST/ST 5M | PCE | 1 | 17.6
616102R5131003M | 2F SM ZIPR ST/ST 3M | PCE | 1 | 16.44
616102R5131003F | 2F SM ZIPR ST/ST 3F | PCE | 1 | 15.24
616102R5131002M | 2F SM ZIPR ST/ST 2M | PCE | 1 | 15.86
616102R5131001M | 2F SM ZIPR ST/ST 1M | PCE | 1 | 15.28
616102R5120010F | 2F SM ZIPR ST/ST 10F | PCE | 1 | 16.38
616102R5120006F | 2F SM ZIPR ST/ST 6F | PCE | 1 | 15.7
617202G5120010F | 2F ULT ZIPR ST/SCUDX 10F | PCE | 1 | 24.42
666602R5120002M | 2F SM ZIPR SCADX/SCADX 2M | PCE | 1 | 40.22
666602R5120001M | 2F SM ZIPR SCADX/SCADX 1M | PCE | 1 | 39.66
666602R5116003M | 2F SM ZIPR SCADX/SCADX 3M | PCE | 1 | 40.84
666602R5116001M | 2F SM ZIPR SCADX/SCADX 1M | PCE | 1 | 39.7
666602G5820005M | 2F ULT ZIPP SCADX/SCADX 5M | PCE | 1 | 42.16
666602G5820003M | 2F ULT ZIPP SCADX/SCADX 3M | PCE | 1 | 40.94
666602G5820003F | 2F ULT ZIPP SCADX/SCADX 3F | PCE | 1 | 39.66
666602G5820002M | 2F ULT ZIPP SCADX/SCADX 2M | PCE | 1 | 40.32
666602G5820001M | 2F ULT ZIPP SCADX/SCADX 1M | PCE | 1 | 39.72
666602G5120015F | 2F ULT ZIPR SCADX/SCADX 15F | PCE | 1 | 41.64
666602G5120006F | 2F ULT ZIPR SCADX/SCADX 6F | PCE | 1 | 40.12
666602G5120005M | 2F ULT ZIPR SCADX/SCADX 5M | PCE | 1 | 41.88
666602G5120003M | 2F ULT ZIPR SCADX/SCADX 3M | PCE | 1 | 40.76
666602G5120003F | 2F ULT ZIPR SCADX/SCADX 3F | PCE | 1 | 39.62
666602G5120002M | 2F ULT ZIPR SCADX/SCADX 2M | PCE | 1 | 40.22
666602G5120001M | 2F ULT ZIPR SCADX/SCADX 1M | PCE | 1 | 39.66
666602G5116006F | 2F ULT ZIPR SCADX/SCADX 6F | PCE | 1 | 40.16
666602G5116005M | 2F ULT ZIPR SCADX/SCADX 5M | PCE | 1 | 42.02
666602G5116003M | 2F ULT ZIPR SCADX/SCADX 3M | PCE | 1 | 40.84
666602G5116002M | 2F ULT ZIPR SCADX/SCADX 2M | PCE | 1 | 40.28
666602G5116001M | 2F ULT ZIPR SCADX/SCADX 1M | PCE | 1 | 39.7
617202R5820001M | 2F SM ZIPP ST/SCUDX 1M | PCE | 1 | 23.36
617202R5131005M | 2F SM ZIPR ST/SCUDX 5M | PCE | 1 | 25.64
617202R5131003M | 2F SM ZIPR ST/SCUDX 3M | PCE | 1 | 24.48
617202R5131002M | 2F SM ZIPR ST/SCUDX 2M | PCE | 1 | 23.9
617202R5131001M | 2F SM ZIPR ST/SCUDX 1M | PCE | 1 | 23.32
617202R5120005M | 2F SM ZIPR ST/SCUDX 5M | PCE | 1 | 25.5
617202R5120003M | 2F SM ZIPR ST/SCUDX 3M | PCE | 1 | 24.4
617202R5120002M | 2F SM ZIPR ST/SCUDX 2M | PCE | 1 | 23.84
617202R5120001M | 2F SM ZIPR ST/SCUDX 1M | PCE | 1 | 23.3
617202G5820005M | 2F ULT ZIPP ST/SCUDX 5M | PCE | 1 | 25.78
617202G5820002M | 2F ULT ZIPP ST/SCUDX 2M | PCE | 1 | 23.96
617202G5820001M | 2F ULT ZIPP ST/SCUDX 1M | PCE | 1 | 23.36
617202G5120015F | 2F ULT ZIPR ST/SCUDX 15F | PCE | 1 | 25.26
727206G81NF003M | 6F ULT MICR SCUDX/SCUDX 3M | PCE | 1 | 148.12
797912QD9KKF010F | 12F OM4 EDGP LCDX/LCDX 10F | PCE | 1 | 783.9
797912QD9KKA010F | 12F OM4 EDGP LCDX/LCDX 10F | PCE | 1 | 494.74
797908QD9KKB002M | 8F OM4 EDGP LCDX/LCDX 2M | PCE | 1 | 324.46
797908QD9KKA002M | 8F OM4 EDGP LCDX/LCDX 2M | PCE | 1 | 324.46
797906QD9LLD010F | 6F OM4 EDGP LCDX/LCDX 10F | PCE | 1 | 405.14
797906QD9LLB010F | 6F OM4 EDGP LCDX/LCDX 10F | PCE | 1 | 260.54
797902TD820015F | 2F OM3 DFXP LCDX/LCDX 15F | PCE | 1 | 55.74
797902TD820010F | 2F OM3 DFXP LCDX/LCDX 10F | PCE | 1 | 53.74
797902TD820006F | 2F OM3 DFXP LCDX/LCDX 6F | PCE | 1 | 52.14
797902TD820005M | 2F OM3 DFXP LCDX/LCDX 5M | PCE | 1 | 56.3
797902TD820003M | 2F OM3 DFXP LCDX/LCDX 3M | PCE | 1 | 53.68
797902TD820003F | 2F OM3 DFXP LCDX/LCDX 3F | PCE | 1 | 50.96
797902TD820002M | 2F OM3 DFXP LCDX/LCDX 2M | PCE | 1 | 52.38
797902TD820001M | 2F OM3 DFXP LCDX/LCDX 1M | PCE | 1 | 51.06
797902TD120015F | 2F OM3 DFXR LCDX/LCDX 15F | PCE | 1 | 55.44
797902TD120010F | 2F OM3 DFXR LCDX/LCDX 10F | PCE | 1 | 53.54
797902TD120006F | 2F OM3 DFXR LCDX/LCDX 6F | PCE | 1 | 52.02
797902TD120005M | 2F OM3 DFXR LCDX/LCDX 5M | PCE | 1 | 55.96
797902TD120003F | 2F OM3 DFXR LCDX/LCDX 3F | PCE | 1 | 50.9
797902QD820015F | 2F OM4 DFXP LCDX/LCDX 15F | PCE | 1 | 57.34
797902QD820010F | 2F OM4 DFXP LCDX/LCDX 10F | PCE | 1 | 54.8
797902QD820006F | 2F OM4 DFXP LCDX/LCDX 6F | PCE | 1 | 52.78
797902QD820005M | 2F OM4 DFXP LCDX/LCDX 5M | PCE | 1 | 58.04
797902QD820003M | 2F OM4 DFXP LCDX/LCDX 3M | PCE | 1 | 54.72
797902QD820003F | 2F OM4 DFXP LCDX/LCDX 3F | PCE | 1 | 51.26
797902QD820002M | 2F OM4 DFXP LCDX/LCDX 2M | PCE | 1 | 53.08
797902QD820001M | 2F OM4 DFXP LCDX/LCDX 1M | PCE | 1 | 51.42
797902QD120015F | 2F OM4 DFXR LCDX/LCDX 15F | PCE | 1 | 56.76
797902QD120010F | 2F OM4 DFXR LCDX/LCDX 10F | PCE | 1 | 54.42
797902QD120006F | 2F OM4 DFXR LCDX/LCDX 6F | PCE | 1 | 52.56
797902QD120005M | 2F OM4 DFXR LCDX/LCDX 5M | PCE | 1 | 57.42
797902QD120003F | 2F OM4 DFXR LCDX/LCDX 3F | PCE | 1 | 51.14
788002GD820003F | 2F ULT DFXP LCUDX/LCADX 3F | PCE | 1 | 43.36
788002GD820002M | 2F ULT DFXP LCUDX/LCADX 2M | PCE | 1 | 44.14
797912QD9LLB010F | 12F OM4 EDGP LCDX/LCDX 10F | PCE | 1 | 494.74
SCAP431UC2C31UCS00 | 288F AL PAD SC 48FD 31M | PCE | 1 | 8241.74
SCAP431U41E31U4S00 | 288F AL PAD SC 48FD 31M | PCE | 1 | 7818.78
SCAP431C41E31Q4S00 | 288F AL PAD SC 48FD 31M | PCE | 1 | 7825.08
SCAP231U41E31U4S00 | 288F AL PAD SC 24FD 31M | PCE | 1 | 7784.66
SCAP231C41E31Q4S1A | 288F AL PAD SC 24FD 31M | PCE | 1 | 9817.14
SAPP431U41A31U4S00 | 432F AL POL SC 48FD 31M | PCE | 1 | 14283.92
SAPP431C42D31C4S00 | 432F AL POL SC 48FD 31M | PCE | 1 | 14067.98
SAPP431C41A31Q4S00 | 432F AL POL SC 48FD 31M | PCE | 1 | 14184.74
SAAP431U42D31U4S00 | 432F AL PAD SC 48FD 31M | PCE | 1 | 14286.5
SAAP431U41A31U4S00 | 432F AL PAD SC 48FD 31M | PCE | 1 | 14309.28
SAAP431C41A31Q4S00 | 432F AL PAD SC 48FD 31M | PCE | 1 | 14210.1
U9U902TD120005M | 2F OM3 DFXR LCDX/LCDX 5M | PCE | 1 | 63.44
U9U902QD820002M | 2F OM4 DFXP LCDX/LCDX 2M | PCE | 1 | 60.56
U9U902QD820001M | 2F OM4 DFXP LCDX/LCDX 1M | PCE | 1 | 58.9
U8U802GD820001M | 2F ULT DFXP LCUDX/LCUDX 1M | PCE | 1 | 48.6
U8U802GD120001M | 2F ULT DFXR LCUDX/LCUDX 1M | PCE | 1 | 48.54
808002GD820003M | 2F ULT DFXP LCADX/LCADX 3M | PCE | 1 | 45.9
808002GD820002M | 2F ULT DFXP LCADX/LCADX 2M | PCE | 1 | 45.18
808002GD820001M | 2F ULT DFXP LCADX/LCADX 1M | PCE | 1 | 44.46
808002GD120005M | 2F ULT DFXR LCADX/LCADX 5M | PCE | 1 | 47.06
808002GD120003M | 2F ULT DFXR LCADX/LCADX 3M | PCE | 1 | 45.72
808002GD120003F | 2F ULT DFXR LCADX/LCADX 3F | PCE | 1 | 44.32
808002GD120002M | 2F ULT DFXR LCADX/LCADX 2M | PCE | 1 | 45.06
808002GD120001M | 2F ULT DFXR LCADX/LCADX 1M | PCE | 1 | 44.4
797972QD9LLD010F | 72F OM4 EDGP LCDX/LCDX 10F | PCE | 1 | 3091.96
797972QD9LLB010F | 72F OM4 EDGP LCDX/LCDX 10F | PCE | 1 | 2947.38
797948QD9LLD010F | 48F OM4 EDGP LCDX/LCDX 10F | PCE | 1 | 2107.72
797936QD9LLD010F | 36F OM4 EDGP LCDX/LCDX 10F | PCE | 1 | 1618.66
797936QD9KKD010F | 36F OM4 EDGP LCDX/LCDX 10F | PCE | 1 | 1618.66
797936QD9KKB010F | 36F OM4 EDGP LCDX/LCDX 10F | PCE | 1 | 1474.08
797924QD9LLD010F | 24F OM4 EDGP LCDX/LCDX 10F | PCE | 1 | 1129.7
797924QD9LLB010F | 24F OM4 EDGP LCDX/LCDX 10F | PCE | 1 | 985.12
797924QD9KKC010F | 24F OM4 EDGP LCDX/LCDX 10F | PCE | 1 | 1129.7
797912QD9LLD010F | 12F OM4 EDGP LCDX/LCDX 10F | PCE | 1 | 639.32
787802GD820001M | 2F ULT DFXP LCUDX/LCUDX 1M | PCE | 1 | 42.38
787802GD120015F | 2F ULT DFXR LCUDX/LCUDX 15F | PCE | 1 | 44.68
787802GD120010F | 2F ULT DFXR LCUDX/LCUDX 10F | PCE | 1 | 43.66
787802GD120006F | 2F ULT DFXR LCUDX/LCUDX 6F | PCE | 1 | 42.86
787802GD120003F | 2F ULT DFXR LCUDX/LCUDX 3F | PCE | 1 | 42.24
728002GD820002M | 2F ULT DFXP SCUDX/LCADX 2M | PCE | 1 | 48.8
728002GD120005M | 2F ULT DFXR SCUDX/LCADX 5M | PCE | 1 | 50.66
728002GD120003M | 2F ULT DFXR SCUDX/LCADX 3M | PCE | 1 | 49.34
727802GD820005M | 2F ULT DFXP SCUDX/LCUDX 5M | PCE | 1 | 49.92
727802GD820003M | 2F ULT DFXP SCUDX/LCUDX 3M | PCE | 1 | 48.48
727802GD820003F | 2F ULT DFXP SCUDX/LCUDX 3F | PCE | 1 | 46.96
727802GD820002M | 2F ULT DFXP SCUDX/LCUDX 2M | PCE | 1 | 47.76
727802GD820001M | 2F ULT DFXP SCUDX/LCUDX 1M | PCE | 1 | 47.02
727802GD120006F | 2F ULT DFXR SCUDX/LCUDX 6F | PCE | 1 | 47.5
727802GD120005M | 2F ULT DFXR SCUDX/LCUDX 5M | PCE | 1 | 49.62
727802GD120003M | 2F ULT DFXR SCUDX/LCUDX 3M | PCE | 1 | 48.3
727802GD120003F | 2F ULT DFXR SCUDX/LCUDX 3F | PCE | 1 | 46.9
727802GD120002M | 2F ULT DFXR SCUDX/LCUDX 2M | PCE | 1 | 47.64
727802GD120001M | 2F ULT DFXR SCUDX/LCUDX 1M | PCE | 1 | 46.96
7272E4GD2KKB010F | 144F ULT 1.2P SCUDX/SCUDX 10F | PCE | 1 | 3817.66
7272E4G88KKB010F | 144F ULT MICP SCUDX/SCUDX 10F | PCE | 1 | 2085.64
7272E4G8120010F | 144F ULT MICR SCUDX/SCUDX 10F | PCE | 1 | 5215.24
727296GD2KKB010F | 96F ULT 1.2P SCUDX/SCUDX 10F | PCE | 1 | 2550.04
727296G88KKB010F | 96F ULT MICP SCUDX/SCUDX 10F | PCE | 1 | 1395.12
727272GD2KKB010F | 72F ULT 1.2P SCUDX/SCUDX 10F | PCE | 1 | 1915.14
727272G88KKB010F | 72F ULT MICP SCUDX/SCUDX 10F | PCE | 1 | 1043.12
727248GD2KKB010F | 48F ULT 1.2P SCUDX/SCUDX 10F | PCE | 1 | 1274.22
727248G88KKB010F | 48F ULT MICP SCUDX/SCUDX 10F | PCE | 1 | 692.94
727224GU4KKB010F | 24F ULT LT SCUDX/SCUDX 10F | PCE | 1 | 312.1
727224GD9KKB010F | 24F ULT EDGP SCUDX/SCUDX 10F | PCE | 1 | 641.06
727224G88KKB010F | 24F ULT MICP SCUDX/SCUDX 10F | PCE | 1 | 335.68
727212G88KKB010F | 12F ULT MICP SCUDX/SCUDX 10F | PCE | 1 | 166.2
727212G8820003M | 12F ULT MICP SCUDX/SCUDX 3M | PCE | 1 | 231.82
727212G81NF003M | 12F ULT MICR SCUDX/SCUDX 3M | PCE | 1 | 296.74
787802GD820002M | 2F ULT DFXP LCUDX/LCUDX 2M | PCE | 1 | 43.1
788002GD820001M | 2F ULT DFXP LCUDX/LCADX 1M | PCE | 1 | 43.42
788002GD120005M | 2F ULT DFXR LCUDX/LCADX 5M | PCE | 1 | 46.02
788002GD120003M | 2F ULT DFXR LCUDX/LCADX 3M | PCE | 1 | 44.68
788002GD120003F | 2F ULT DFXR LCUDX/LCADX 3F | PCE | 1 | 43.28
788002GD120002M | 2F ULT DFXR LCUDX/LCADX 2M | PCE | 1 | 44.02
788002GD120001M | 2F ULT DFXR LCUDX/LCADX 1M | PCE | 1 | 43.36
7878E4GD9LLC010F | 144F ULT EDGP LCUDX/LCUDX 10F | PCE | 1 | 5639.14
7878E4GD9KKD010F | 144F ULT EDGP LCUDX/LCUDX 10F | PCE | 1 | 5639.14
787896GD9LLC010F | 96F ULT EDGP LCUDX/LCUDX 10F | PCE | 1 | 3812.56
787872GD9LLD010F | 72F ULT EDGP LCUDX/LCUDX 10F | PCE | 1 | 2898.18
787872GD9KKD010F | 72F ULT EDGP LCUDX/LCUDX 10F | PCE | 1 | 2898.18
787872GD9KKB010F | 72F ULT EDGP LCUDX/LCUDX 10F | PCE | 1 | 2753.6
787848GD9LLD010F | 48F ULT EDGP LCUDX/LCUDX 10F | PCE | 1 | 1977.78
787848GD9LLB010F | 48F ULT EDGP LCUDX/LCUDX 10F | PCE | 1 | 1833.18
787836GD9LLD010F | 36F ULT EDGP LCUDX/LCUDX 10F | PCE | 1 | 1521.12
787836GD9LLB010F | 36F ULT EDGP LCUDX/LCUDX 10F | PCE | 1 | 1376.54
787832GD9KKD002M | 32F ULT EDGP LCUDX/LCUDX 2M | PCE | 1 | 1365.42
787824GD9LLD010F | 24F ULT EDGP LCUDX/LCUDX 10F | PCE | 1 | 1065.12
787824GD9LLB010F | 24F ULT EDGP LCUDX/LCUDX 10F | PCE | 1 | 920.54
787824GD9KKD002M | 24F ULT EDGP LCUDX/LCUDX 2M | PCE | 1 | 1060.36
787824GD9KKB010F | 24F ULT EDGP LCUDX/LCUDX 10F | PCE | 1 | 920.54
787812GD9LLD010F | 12F ULT EDGP LCUDX/LCUDX 10F | PCE | 1 | 607
787812GD9LLC010F | 12F ULT EDGP LCUDX/LCUDX 10F | PCE | 1 | 607
787812GD9LLB010F | 12F ULT EDGP LCUDX/LCUDX 10F | PCE | 1 | 462.42
787812GD9LLB003M | 12F ULT EDGP LCUDX/LCUDX 3M | PCE | 1 | 462.3
787808GD9KKD002M | 8F ULT EDGP LCUDX/LCUDX 2M | PCE | 1 | 452.78
787806GD9LLD010F | 6F ULT EDGP LCUDX/LCUDX 10F | PCE | 1 | 380.34
787806GD9LLB010F | 6F ULT EDGP LCUDX/LCUDX 10F | PCE | 1 | 235.74
787802GD820015F | 2F ULT DFXP LCUDX/LCUDX 15F | PCE | 1 | 44.98
787802GD820010F | 2F ULT DFXP LCUDX/LCUDX 10F | PCE | 1 | 43.86
787802GD820006F | 2F ULT DFXP LCUDX/LCUDX 6F | PCE | 1 | 42.98
787802GD820005M | 2F ULT DFXP LCUDX/LCUDX 5M | PCE | 1 | 45.26
787802GD820003M | 2F ULT DFXP LCUDX/LCUDX 3M | PCE | 1 | 43.82
787802GD820003F | 2F ULT DFXP LCUDX/LCUDX 3F | PCE | 1 | 42.32
444401G21V2002M | 1F ULT 2.0 R SCA/SCA 2M | PCE | 1 | 20.5
041802G9120002M | 2F ULT DFXR LCUDX/LCADX 2M | PCE | 1 | 41.14
041802G8FKKB002M | 2F ULT MICR LCUDX/LCADX 2M | PCE | 1 | 46
041802G9120003M | 2F ULT DFXR LCUDX/LCADX 3M | PCE | 1 | 41.78
041802G9120005M | 2F ULT DFXR LCUDX/LCADX 5M | PCE | 1 | 43.08
041802G5820006F | 2F ULT ZIPP LCUDX/LCADX 6F | PCE | 1 | 33.06
041802G5820005M | 2F ULT ZIPP LCUDX/LCADX 5M | PCE | 1 | 35
041802G5820003M | 2F ULT ZIPP LCUDX/LCADX 3M | PCE | 1 | 33.78
041802G5820003F | 2F ULT ZIPP LCUDX/LCADX 3F | PCE | 1 | 32.5
041802R5120001M | 2F SM ZIPR LCUDX/LCADX 1M | PCE | 1 | 32.5
041802R5120002M | 2F SM ZIPR LCUDX/LCADX 2M | PCE | 1 | 33.06
041802R5120003F | 2F SM ZIPR LCUDX/LCADX 3F | PCE | 1 | 32.46
041802R5120003M | 2F SM ZIPR LCUDX/LCADX 3M | PCE | 1 | 33.6
041802R5120005M | 2F SM ZIPR LCUDX/LCADX 5M | PCE | 1 | 34.72
041802R5820001M | 2F SM ZIPP LCUDX/LCADX 1M | PCE | 1 | 32.56
041802R5820002M | 2F SM ZIPP LCUDX/LCADX 2M | PCE | 1 | 33.16
041812G8120003M | 12F ULT MICR LCUDX/LCADX 3M | PCE | 1 | 325.68
0418E4G8131003M | 144F ULT MICR LCUDX/LCADX 3M | PCE | 1 | 5399.76
041802G5820002M | 2F ULT ZIPP LCUDX/LCADX 2M | PCE | 1 | 33.16
041802G5820001M | 2F ULT ZIPP LCUDX/LCADX 1M | PCE | 1 | 32.56
041802G5120010F | 2F ULT ZIPR LCUDX/LCADX 10F | PCE | 1 | 33.64
041802G5120006F | 2F ULT ZIPR LCUDX/LCADX 6F | PCE | 1 | 32.96
041802G5120005M | 2F ULT ZIPR LCUDX/LCADX 5M | PCE | 1 | 34.72
041802G5120003M | 2F ULT ZIPR LCUDX/LCADX 3M | PCE | 1 | 33.6
041802G5120003F | 2F ULT ZIPR LCUDX/LCADX 3F | PCE | 1 | 32.46
041802G5120002M | 2F ULT ZIPR LCUDX/LCADX 2M | PCE | 1 | 33.06
041802G5120001M | 2F ULT ZIPR LCUDX/LCADX 1M | PCE | 1 | 32.5
041802G5116005M | 2F ULT ZIPR LCUDX/LCADX 5M | PCE | 1 | 34.86
041802G5116003M | 2F ULT ZIPR LCUDX/LCADX 3M | PCE | 1 | 33.68
041802G5116003F | 2F ULT ZIPR LCUDX/LCADX 3F | PCE | 1 | 32.48
041802G5116002M | 2F ULT ZIPR LCUDX/LCADX 2M | PCE | 1 | 33.12
041802G5116001M | 2F ULT ZIPR LCUDX/LCADX 1M | PCE | 1 | 32.54
0404E4GD9KKD010F | 144F ULT EDGP LCUDX/LCUDX 10F | PCE | 1 | 4899.9
0404E4GD9KKB010F | 144F ULT EDGP LCUDX/LCUDX 10F | PCE | 1 | 4755.32
0404E4GD9KKB003M | 144F ULT EDGP LCUDX/LCUDX 3M | PCE | 1 | 4754.48
042102G5120001M | 2F ULT ZIPR LCUDX/FCA 1M | PCE | 1 | 25.24
045402G5120010F | 2F ULT ZIPR LCUDX/FCU 10F | PCE | 1 | 28.16
045402G5120006F | 2F ULT ZIPR LCUDX/FCU 6F | PCE | 1 | 27.48
045402G5120005M | 2F ULT ZIPR LCUDX/FCU 5M | PCE | 1 | 29.22
045402G5120003M | 2F ULT ZIPR LCUDX/FCU 3M | PCE | 1 | 28.12
045402G5120003F | 2F ULT ZIPR LCUDX/FCU 3F | PCE | 1 | 26.96
045402G5120002M | 2F ULT ZIPR LCUDX/FCU 2M | PCE | 1 | 27.56
045402G5120001M | 2F ULT ZIPR LCUDX/FCU 1M | PCE | 1 | 27.02
044402R5120001M | 2F SM ZIPR LCUDX/SCA 1M | PCE | 1 | 34.28
044402G5820005M | 2F ULT ZIPP LCUDX/SCA 5M | PCE | 1 | 36.76
044402G5820002M | 2F ULT ZIPP LCUDX/SCA 2M | PCE | 1 | 34.94
044402G5120005M | 2F ULT ZIPR LCUDX/SCA 5M | PCE | 1 | 36.48
044402G5120003M | 2F ULT ZIPR LCUDX/SCA 3M | PCE | 1 | 35.38
044402G5120003F | 2F ULT ZIPR LCUDX/SCA 3F | PCE | 1 | 34.22
044402G5120002M | 2F ULT ZIPR LCUDX/SCA 2M | PCE | 1 | 34.82
044402G5120001M | 2F ULT ZIPR LCUDX/SCA 1M | PCE | 1 | 34.28
044402G5116005M | 2F ULT ZIPR LCUDX/SCA 5M | PCE | 1 | 36.62
044402G5116003M | 2F ULT ZIPR LCUDX/SCA 3M | PCE | 1 | 35.46
044402G5116001M | 2F ULT ZIPR LCUDX/SCA 1M | PCE | 1 | 34.3
042202R5820001M | 2F SM ZIPP LCUDX/LCA 1M | PCE | 1 | 32.56
042202R5120005M | 2F SM ZIPR LCUDX/LCA 5M | PCE | 1 | 34.72
042202R5120003M | 2F SM ZIPR LCUDX/LCA 3M | PCE | 1 | 33.6
042202R5120002M | 2F SM ZIPR LCUDX/LCA 2M | PCE | 1 | 33.06
042202R5120001M | 2F SM ZIPR LCUDX/LCA 1M | PCE | 1 | 32.5
042202G5820003F | 2F ULT ZIPP LCUDX/LCA 3F | PCE | 1 | 32.5
042202G5120010F | 2F ULT ZIPR LCUDX/LCA 10F | PCE | 1 | 33.64
042202G5120006F | 2F ULT ZIPR LCUDX/LCA 6F | PCE | 1 | 32.96
042202G5120005M | 2F ULT ZIPR LCUDX/LCA 5M | PCE | 1 | 34.72
042202G5120003M | 2F ULT ZIPR LCUDX/LCA 3M | PCE | 1 | 33.6
042202G5120003F | 2F ULT ZIPR LCUDX/LCA 3F | PCE | 1 | 32.46
042202G5120002M | 2F ULT ZIPR LCUDX/LCA 2M | PCE | 1 | 33.06
042202G5120001M | 2F ULT ZIPR LCUDX/LCA 1M | PCE | 1 | 32.5
042102G5820010F | 2F ULT ZIPP LCUDX/FCA 10F | PCE | 1 | 26.54
042102G5120010F | 2F ULT ZIPR LCUDX/FCA 10F | PCE | 1 | 26.38
042102G5120003M | 2F ULT ZIPR LCUDX/FCA 3M | PCE | 1 | 26.36
040472GD9KKA010F | 72F ULT EDGP LCUDX/LCUDX 10F | PCE | 1 | 2383.98
040472GD2KKB010F | 72F ULT 1.2P LCUDX/LCUDX 10F | PCE | 1 | 2383.98
040472G8FKKB003F | 72F ULT MICR LCUDX/LCUDX 3F | PCE | 1 | 1419.2
040472G88KKB010F | 72F ULT MICP LCUDX/LCUDX 10F | PCE | 1 | 1511.94
040472G8120010F | 72F ULT MICR LCUDX/LCUDX 10F | PCE | 1 | 3075.66
040448GD9LLD010F | 48F ULT EDGP LCUDX/LCUDX 10F | PCE | 1 | 1731.36
040448GD9KKD010F | 48F ULT EDGP LCUDX/LCUDX 10F | PCE | 1 | 1731.36
040448GD9KKB010F | 48F ULT EDGP LCUDX/LCUDX 10F | PCE | 1 | 1586.78
040448GD9KKB003M | 48F ULT EDGP LCUDX/LCUDX 3M | PCE | 1 | 1586.46
040448GD9KKB002M | 48F ULT EDGP LCUDX/LCUDX 2M | PCE | 1 | 1579.98
040448GD2KKB010F | 48F ULT 1.2P LCUDX/LCUDX 10F | PCE | 1 | 1586.78
040448G88LLA010F | 48F ULT MICP LCUDX/LCUDX 10F | PCE | 1 | 1005.5
040448G88KKB010F | 48F ULT MICP LCUDX/LCUDX 10F | PCE | 1 | 1005.5
040448G88KKB006F | 48F ULT MICP LCUDX/LCUDX 6F | PCE | 1 | 974.1
040448G8120010F | 48F ULT MICR LCUDX/LCUDX 10F | PCE | 115 | 2050.04
040436GD9KKB010F | 36F ULT EDGP LCUDX/LCUDX 10F | PCE | 1 | 1191.72
040424R8820010F | 24F SM MICP LCUDX/LCUDX 10F | PCE | 115 | 624.26
040424R8131005M | 24F SM MICR LCUDX/LCUDX 5M | PCE | 1 | 763.4
040424R8120010F | 24F SM MICR LCUDX/LCUDX 10F | PCE | 1 | 617.08
040424R8120005M | 24F SM MICR LCUDX/LCUDX 5M | PCE | 1 | 630.06
040424R61LD005M | 24F SM FANR LCUDX/LCUDX 5M | PCE | 70 | 638.88
040424GD9LLD010F | 24F ULT EDGP LCUDX/LCUDX 10F | PCE | 1 | 941.92
040424GD9KKB010F | 24F ULT EDGP LCUDX/LCUDX 10F | PCE | 1 | 797.34
040424GD9KKB003M | 24F ULT EDGP LCUDX/LCUDX 3M | PCE | 1 | 797.1
040424GD9KKB002M | 24F ULT EDGP LCUDX/LCUDX 2M | PCE | 1 | 792.58
040424GD2KKB010F | 24F ULT 1.2P LCUDX/LCUDX 10F | PCE | 1 | 797.34
040424G8FKKB010F | 24F ULT MICR LCUDX/LCUDX 10F | PCE | 1 | 480.46
040424G88KKB010F | 24F ULT MICP LCUDX/LCUDX 10F | PCE | 1 | 491.96
040424G88KKB006F | 24F ULT MICP LCUDX/LCUDX 6F | PCE | 1 | 480.58
040424G8131003M | 24F ULT MICR LCUDX/LCUDX 3M | PCE | 1 | 750.1
040424G8120003M | 24F ULT MICR LCUDX/LCUDX 3M | PCE | 1 | 616.76
040412R8820010F | 12F SM MICP LCUDX/LCUDX 10F | PCE | 1 | 310.12
040412R8820003M | 12F SM MICP LCUDX/LCUDX 3M | PCE | 1 | 309.94
040412R8120010F | 12F SM MICR LCUDX/LCUDX 10F | PCE | 1 | 308.38
040472GD9KKB002M | 72F ULT EDGP LCUDX/LCUDX 2M | PCE | 1 | 2372.46
0404E4GD9KKB002M | 144F ULT EDGP LCUDX/LCUDX 2M | PCE | 1 | 4736.68
0404E4GD9KKA010F | 144F ULT EDGP LCUDX/LCUDX 10F | PCE | 1 | 4755.32
0404E4GD2KKB010F | 144F ULT 1.2P LCUDX/LCUDX 10F | PCE | 1 | 4755.32
0404E4G88LLA010F | 144F ULT MICP LCUDX/LCUDX 10F | PCE | 1 | 3023.3
0404E4G88KKD010F | 144F ULT MICP LCUDX/LCUDX 10F | PCE | 1 | 3167.88
0404E4G88KKB010F | 144F ULT MICP LCUDX/LCUDX 10F | PCE | 1 | 3023.3
0404E4G88KKB006F | 144F ULT MICP LCUDX/LCUDX 6F | PCE | 1 | 2926.36
0404E4G8131010F | 144F ULT MICR LCUDX/LCUDX 10F | PCE | 1 | 5192.84
0404E4G8120010F | 144F ULT MICR LCUDX/LCUDX 10F | PCE | 1 | 6152.88
040496GD9LLD010F | 96F ULT EDGP LCUDX/LCUDX 10F | PCE | 1 | 3319.74
040496GD9LLC010F | 96F ULT EDGP LCUDX/LCUDX 10F | PCE | 1 | 3319.74
040496GD9KKD010F | 96F ULT EDGP LCUDX/LCUDX 10F | PCE | 1 | 3319.74
040496GD9KKD002M | 96F ULT EDGP LCUDX/LCUDX 2M | PCE | 1 | 3305.6
040496GD9KKC010F | 96F ULT EDGP LCUDX/LCUDX 10F | PCE | 1 | 3319.74
040496GD9KKB010F | 96F ULT EDGP LCUDX/LCUDX 10F | PCE | 1 | 3175.14
040496GD9KKB002M | 96F ULT EDGP LCUDX/LCUDX 2M | PCE | 1 | 3161.02
040496GD2KKB010F | 96F ULT 1.2P LCUDX/LCUDX 10F | PCE | 1 | 3175.14
040496G88TTD010F | 96F ULT MICP LCUDX/LCUDX 10F | PCE | 1 | 2164.8
040496G88LLA010F | 96F ULT MICP LCUDX/LCUDX 10F | PCE | 1 | 2020.22
040496G88KKD010F | 96F ULT MICP LCUDX/LCUDX 10F | PCE | 1 | 2164.8
040496G88KKC010F | 96F ULT MICP LCUDX/LCUDX 10F | PCE | 1 | 2164.8
040496G88KKB010F | 96F ULT MICP LCUDX/LCUDX 10F | PCE | 1 | 2020.22
040496G88KKB006F | 96F ULT MICP LCUDX/LCUDX 6F | PCE | 1 | 1953.7
040496G88KKA010F | 96F ULT MICP LCUDX/LCUDX 10F | PCE | 1 | 2020.22
040496G8131010F | 96F ULT MICR LCUDX/LCUDX 10F | PCE | 115 | 3466.32
040496G8131003M | 96F ULT MICR LCUDX/LCUDX 3M | PCE | 117 | 3464.46
040496G8120010F | 96F ULT MICR LCUDX/LCUDX 10F | PCE | 115 | 4106.36
040472R8820010F | 72F SM MICP LCUDX/LCUDX 10F | PCE | 115 | 3109.56
040472R8120010F | 72F SM MICR LCUDX/LCUDX 10F | PCE | 115 | 3066.3
040472GD9LLD010F | 72F ULT EDGP LCUDX/LCUDX 10F | PCE | 1 | 2528.56
040472GD9KLB010F | 72F ULT EDGP LCUDX/LCUDX 10F | PCE | 1 | 2383.98
040472GD9KKD010F | 72F ULT EDGP LCUDX/LCUDX 10F | PCE | 1 | 2528.56
040472GD9KKB010F | 72F ULT EDGP LCUDX/LCUDX 10F | PCE | 1 | 2383.98
040472GD9KKB003M | 72F ULT EDGP LCUDX/LCUDX 3M | PCE | 1 | 2383.44
045402G5120015F | 2F ULT ZIPR LCUDX/FCU 15F | PCE | 1 | 28.98
047202R5116002M | 2F SM ZIPR LCUDX/SCUDX 2M | PCE | 1 | 30.72
047202R5116001M | 2F SM ZIPR LCUDX/SCUDX 1M | PCE | 1 | 30.14
047202J5112001M | 2F LBL ZIPR LCUDX/SCUDX 1M | PCE | 1 | 30.18
047202G8120010F | 2F ULT MICR LCUDX/SCUDX 10F | PCE | 1 | 55.92
047202G8120003M | 2F ULT MICR LCUDX/SCUDX 3M | PCE | 1 | 55.86
047202G61LD005M | 2F ULT FANR LCUDX/SCUDX 5M | PCE | 1 | 53.52
047202G61LD003M | 2F ULT FANR LCUDX/SCUDX 3M | PCE | 1 | 48.52
047202G5820015F | 2F ULT ZIPP LCUDX/SCUDX 15F | PCE | 1 | 32.34
047202G5820010F | 2F ULT ZIPP LCUDX/SCUDX 10F | PCE | 1 | 31.4
047202G5820006F | 2F ULT ZIPP LCUDX/SCUDX 6F | PCE | 1 | 30.66
047202G5820005M | 2F ULT ZIPP LCUDX/SCUDX 5M | PCE | 1 | 32.6
047202G5820003M | 2F ULT ZIPP LCUDX/SCUDX 3M | PCE | 1 | 31.38
047202G5820003F | 2F ULT ZIPP LCUDX/SCUDX 3F | PCE | 1 | 30.1
047202G5820002M | 2F ULT ZIPP LCUDX/SCUDX 2M | PCE | 1 | 30.76
047202G5820001M | 2F ULT ZIPP LCUDX/SCUDX 1M | PCE | 1 | 30.16
047202G5120015F | 2F ULT ZIPR LCUDX/SCUDX 15F | PCE | 1 | 32.08
047202G5120010F | 2F ULT ZIPR LCUDX/SCUDX 10F | PCE | 1 | 31.24
047202G5120006F | 2F ULT ZIPR LCUDX/SCUDX 6F | PCE | 1 | 30.56
047202G5120005M | 2F ULT ZIPR LCUDX/SCUDX 5M | PCE | 1 | 32.32
047202G5120003M | 2F ULT ZIPR LCUDX/SCUDX 3M | PCE | 1 | 31.22
047202G5120003F | 2F ULT ZIPR LCUDX/SCUDX 3F | PCE | 1 | 30.06
047202G5120002M | 2F ULT ZIPR LCUDX/SCUDX 2M | PCE | 1 | 30.66
047202G5120001M | 2F ULT ZIPR LCUDX/SCUDX 1M | PCE | 1 | 30.1
047202G5116005M | 2F ULT ZIPR LCUDX/SCUDX 5M | PCE | 1 | 32.46
047202G5116003M | 2F ULT ZIPR LCUDX/SCUDX 3M | PCE | 1 | 31.28
047202G5116002M | 2F ULT ZIPR LCUDX/SCUDX 2M | PCE | 1 | 30.72
047202G5116001M | 2F ULT ZIPR LCUDX/SCUDX 1M | PCE | 1 | 30.14
046602R5820005M | 2F SM ZIPP LCUDX/SCADX 5M | PCE | 1 | 36.76
046602R5820001M | 2F SM ZIPP LCUDX/SCADX 1M | PCE | 1 | 34.34
046602R5120003M | 2F SM ZIPR LCUDX/SCADX 3M | PCE | 1 | 35.38
046602R5120002M | 2F SM ZIPR LCUDX/SCADX 2M | PCE | 1 | 34.82
046602R5120001M | 2F SM ZIPR LCUDX/SCADX 1M | PCE | 1 | 34.28
046602J5112010F | 2F LBL ZIPR LCUDX/SCADX 10F | PCE | 1 | 35.66
046602G9120003M | 2F ULT DFXR LCUDX/SCADX 3M | PCE | 1 | 43.54
047202R5116003M | 2F SM ZIPR LCUDX/SCUDX 3M | PCE | 1 | 31.28
050502K5820002M | 2F OM1 ZIPP LCDX/LCDX 2M | PCE | 1 | 32.82
050502K5820001M | 2F OM1 ZIPP LCDX/LCDX 1M | PCE | 1 | 30.66
050502K5116006F | 2F OM1 ZIPR LCDX/LCDX 6F | PCE | 1 | 32.26
050502K5116003M | 2F OM1 ZIPR LCDX/LCDX 3M | PCE | 1 | 34.68
050502K5116003F | 2F OM1 ZIPR LCDX/LCDX 3F | PCE | 1 | 30.4
050502K5116002M | 2F OM1 ZIPR LCDX/LCDX 2M | PCE | 1 | 32.62
050502K5116001M | 2F OM1 ZIPR LCDX/LCDX 1M | PCE | 1 | 30.56
0472E4G88KKB010F | 144F ULT MICP LCUDX/SCUDX 10F | PCE | 1 | 2554.46
047296G88KKB010F | 96F ULT MICP LCUDX/SCUDX 10F | PCE | 1 | 1707.66
047296G8131003M | 96F ULT MICR LCUDX/SCUDX 3M | PCE | 117 | 3151.9
047272G88KKB010F | 72F ULT MICP LCUDX/SCUDX 10F | PCE | 1 | 1277.54
047248GD9KKB010F | 48F ULT EDGP LCUDX/SCUDX 10F | PCE | 1 | 1430.5
047248G88KKB010F | 48F ULT MICP LCUDX/SCUDX 10F | PCE | 1 | 849.22
047224GD9KKD010F | 24F ULT EDGP LCUDX/SCUDX 10F | PCE | 1 | 863.78
047224G88KKB010F | 24F ULT MICP LCUDX/SCUDX 10F | PCE | 1 | 413.82
047212G88KKB010F | 12F ULT MICP LCUDX/SCUDX 10F | PCE | 1 | 205.28
047212G8120003M | 12F ULT MICR LCUDX/SCUDX 3M | PCE | 1 | 269.14
047202R81NF003M | 2F SM MICR LCUDX/SCUDX 3M | PCE | 1 | 66.9
047202R61LD003M | 2F SM FANR LCUDX/SCUDX 3M | PCE | 117 | 45.54
047202R5820005M | 2F SM ZIPP LCUDX/SCUDX 5M | PCE | 1 | 32.6
047202R5820003M | 2F SM ZIPP LCUDX/SCUDX 3M | PCE | 1 | 31.38
047202R5820003F | 2F SM ZIPP LCUDX/SCUDX 3F | PCE | 1 | 30.1
047202R5820002M | 2F SM ZIPP LCUDX/SCUDX 2M | PCE | 1 | 30.76
047202R5820001M | 2F SM ZIPP LCUDX/SCUDX 1M | PCE | 1 | 30.16
047202R5816001M | 2F SM ZIPP LCUDX/SCUDX 1M | PCE | 1 | 30.18
047202R5120015F | 2F SM ZIPR LCUDX/SCUDX 15F | PCE | 1 | 32.08
047202R5120010F | 2F SM ZIPR LCUDX/SCUDX 10F | PCE | 1 | 31.24
047202R5120006F | 2F SM ZIPR LCUDX/SCUDX 6F | PCE | 1 | 30.56
047202R5120005M | 2F SM ZIPR LCUDX/SCUDX 5M | PCE | 1 | 32.32
047202R5120003M | 2F SM ZIPR LCUDX/SCUDX 3M | PCE | 1 | 31.22
047202R5120003F | 2F SM ZIPR LCUDX/SCUDX 3F | PCE | 1 | 30.06
047202R5120002M | 2F SM ZIPR LCUDX/SCUDX 2M | PCE | 1 | 30.66
047202R5120001M | 2F SM ZIPR LCUDX/SCUDX 1M | PCE | 1 | 30.1
047202R5116005M | 2F SM ZIPR LCUDX/SCUDX 5M | PCE | 1 | 32.46
046102G5120003M | 2F ULT ZIPR LCUDX/ST 3M | PCE | 1 | 23.16
046102G5120003F | 2F ULT ZIPR LCUDX/ST 3F | PCE | 1 | 22.02
046102G5120002M | 2F ULT ZIPR LCUDX/ST 2M | PCE | 1 | 22.62
046102G5120001M | 2F ULT ZIPR LCUDX/ST 1M | PCE | 1 | 22.06
046102G5116010F | 2F ULT ZIPR LCUDX/ST 10F | PCE | 1 | 23.28
046102G5116001M | 2F ULT ZIPR LCUDX/ST 1M | PCE | 1 | 22.1
045802R5820003F | 2F SM ZIPP LCUDX/SCU 3F | PCE | 1 | 30.1
045802R5120005M | 2F SM ZIPR LCUDX/SCU 5M | PCE | 1 | 32.32
045802R5120003M | 2F SM ZIPR LCUDX/SCU 3M | PCE | 1 | 31.22
045802R5120003F | 2F SM ZIPR LCUDX/SCU 3F | PCE | 1 | 30.06
045802R5120002M | 2F SM ZIPR LCUDX/SCU 2M | PCE | 1 | 30.66
045802R5120001M | 2F SM ZIPR LCUDX/SCU 1M | PCE | 1 | 30.1
045802R5116005M | 2F SM ZIPR LCUDX/SCU 5M | PCE | 1 | 32.46
045802R5116003M | 2F SM ZIPR LCUDX/SCU 3M | PCE | 1 | 31.28
045802R5116002M | 2F SM ZIPR LCUDX/SCU 2M | PCE | 1 | 30.72
045802R5116001M | 2F SM ZIPR LCUDX/SCU 1M | PCE | 1 | 30.14
045802G5820003M | 2F ULT ZIPP LCUDX/SCU 3M | PCE | 1 | 31.38
045802G5820003F | 2F ULT ZIPP LCUDX/SCU 3F | PCE | 1 | 30.1
045802G5820001M | 2F ULT ZIPP LCUDX/SCU 1M | PCE | 1 | 30.16
045802G5120006F | 2F ULT ZIPR LCUDX/SCU 6F | PCE | 1 | 30.56
045802G5120005M | 2F ULT ZIPR LCUDX/SCU 5M | PCE | 1 | 32.32
045802G5120002M | 2F ULT ZIPR LCUDX/SCU 2M | PCE | 1 | 30.66
045802G5120001M | 2F ULT ZIPR LCUDX/SCU 1M | PCE | 1 | 30.1
045802G5116005M | 2F ULT ZIPR LCUDX/SCU 5M | PCE | 1 | 32.46
045802G5116003M | 2F ULT ZIPR LCUDX/SCU 3M | PCE | 1 | 31.28
045802G5116002M | 2F ULT ZIPR LCUDX/SCU 2M | PCE | 1 | 30.72
045802G5116001M | 2F ULT ZIPR LCUDX/SCU 1M | PCE | 1 | 30.14
045402R5820001M | 2F SM ZIPP LCUDX/FCU 1M | PCE | 1 | 27.08
045402R5120010F | 2F SM ZIPR LCUDX/FCU 10F | PCE | 1 | 28.16
045402R5120005M | 2F SM ZIPR LCUDX/FCU 5M | PCE | 1 | 29.22
045402R5120003M | 2F SM ZIPR LCUDX/FCU 3M | PCE | 1 | 28.12
045402R5120003F | 2F SM ZIPR LCUDX/FCU 3F | PCE | 1 | 26.96
045402R5120002M | 2F SM ZIPR LCUDX/FCU 2M | PCE | 1 | 27.56
045402R5120001M | 2F SM ZIPR LCUDX/FCU 1M | PCE | 1 | 27.02
046102G5120005M | 2F ULT ZIPR LCUDX/ST 5M | PCE | 1 | 24.28
046602G5820010F | 2F ULT ZIPP LCUDX/SCADX 10F | PCE | 1 | 35.56
046602G5820005M | 2F ULT ZIPP LCUDX/SCADX 5M | PCE | 1 | 36.76
046602G5820003M | 2F ULT ZIPP LCUDX/SCADX 3M | PCE | 1 | 35.54
046602G5820002M | 2F ULT ZIPP LCUDX/SCADX 2M | PCE | 1 | 34.94
046602G5820001M | 2F ULT ZIPP LCUDX/SCADX 1M | PCE | 1 | 34.34
046602G5120010F | 2F ULT ZIPR LCUDX/SCADX 10F | PCE | 1 | 35.4
046602G5120006F | 2F ULT ZIPR LCUDX/SCADX 6F | PCE | 1 | 34.72
046602G5120005M | 2F ULT ZIPR LCUDX/SCADX 5M | PCE | 1 | 36.48
046602G5120003M | 2F ULT ZIPR LCUDX/SCADX 3M | PCE | 1 | 35.38
046602G5120003F | 2F ULT ZIPR LCUDX/SCADX 3F | PCE | 1 | 34.22
046602G5120002M | 2F ULT ZIPR LCUDX/SCADX 2M | PCE | 1 | 34.82
046602G5120001M | 2F ULT ZIPR LCUDX/SCADX 1M | PCE | 1 | 34.28
046602G5116005M | 2F ULT ZIPR LCUDX/SCADX 5M | PCE | 1 | 36.62
046602G5116003M | 2F ULT ZIPR LCUDX/SCADX 3M | PCE | 1 | 35.46
046602G5116002M | 2F ULT ZIPR LCUDX/SCADX 2M | PCE | 1 | 34.88
046602G5116001M | 2F ULT ZIPR LCUDX/SCADX 1M | PCE | 1 | 34.3
046102R5820010F | 2F SM ZIPP LCUDX/ST 10F | PCE | 1 | 23.36
046102R5820005M | 2F SM ZIPP LCUDX/ST 5M | PCE | 1 | 24.56
046102R5820003M | 2F SM ZIPP LCUDX/ST 3M | PCE | 1 | 23.34
046102R5120005M | 2F SM ZIPR LCUDX/ST 5M | PCE | 1 | 24.28
046102R5120003M | 2F SM ZIPR LCUDX/ST 3M | PCE | 1 | 23.16
046102R5120003F | 2F SM ZIPR LCUDX/ST 3F | PCE | 1 | 22.02
046102R5120002M | 2F SM ZIPR LCUDX/ST 2M | PCE | 1 | 22.62
046102R5120001M | 2F SM ZIPR LCUDX/ST 1M | PCE | 1 | 22.06
046102G5820010F | 2F ULT ZIPP LCUDX/ST 10F | PCE | 1 | 23.36
046102G5820006F | 2F ULT ZIPP LCUDX/ST 6F | PCE | 1 | 22.62
046102G5820005M | 2F ULT ZIPP LCUDX/ST 5M | PCE | 1 | 24.56
046102G5820003M | 2F ULT ZIPP LCUDX/ST 3M | PCE | 1 | 23.34
046102G5820003F | 2F ULT ZIPP LCUDX/ST 3F | PCE | 1 | 22.06
046102G5820002M | 2F ULT ZIPP LCUDX/ST 2M | PCE | 1 | 22.72
046102G5820001M | 2F ULT ZIPP LCUDX/ST 1M | PCE | 1 | 22.12
046102G5120015F | 2F ULT ZIPR LCUDX/ST 15F | PCE | 1 | 24.04
046102G5120010F | 2F ULT ZIPR LCUDX/ST 10F | PCE | 1 | 23.2
046102G5120006F | 2F ULT ZIPR LCUDX/ST 6F | PCE | 1 | 22.52
040412R8120005M | 12F SM MICR LCUDX/LCUDX 5M | PCE | 1 | 314.76
030302T5120010F | 2F OM3 ZIPR LC/LC 10F | PCE | 1 | 34.48
030302T5120005M | 2F OM3 ZIPR LC/LC 5M | PCE | 1 | 38.3
030302T5120015F | 2F OM3 ZIPR LC/LC 15F | PCE | 1 | 37.46
030302T5816003M | 2F OM3 ZIPP LC/LC 3M | PCE | 1 | 35.3
030302T5120003M | 2F OM3 ZIPR LC/LC 3M | PCE | 1 | 34.38
030302T5120003F | 2F OM3 ZIPR LC/LC 3F | PCE | 1 | 30.3
030302T5120002M | 2F OM3 ZIPR LC/LC 2M | PCE | 1 | 32.42
030302T5120001M | 2F OM3 ZIPR LC/LC 1M | PCE | 1 | 30.46
030302T81NF015F | 2F OM3 MICR LC/LC 15F | PCE | 77 | 69.72
030312Q81NF003M | 12F OM4 MICR LC/LC 3M | PCE | 117 | 434.96
030312Q81NF005M | 12F OM4 MICR LC/LC 5M | PCE | 70 | 451.14
030312Q8820010F | 12F OM4 MICP LC/LC 10F | PCE | 1 | 379.74
030312Q88KKA010F | 12F OM4 MICP LC/LC 10F | PCE | 1 | 310.42
030312Q88TTC010F | 12F OM4 MICP LC/LC 10F | PCE | 1 | 455
030324K8130003M | 24F OM1 MICR LC/LC 3M | PCE | 1 | 903.3
030324Q8120010F | 24F OM4 MICR LC/LC 10F | PCE | 115 | 759.64
030324QD9KKA010F | 24F OM4 EDGP LC/LC 10F | PCE | 1 | 953.12
030302T5116003M | 2F OM3 ZIPR LC/LC 3M | PCE | 1 | 34.68
030302Q5120005M | 2F OM4 ZIPR LC/LC 5M | PCE | 1 | 41.44
030302Q5120003M | 2F OM4 ZIPR LC/LC 3M | PCE | 1 | 36.28
030302Q5120003F | 2F OM4 ZIPR LC/LC 3F | PCE | 1 | 30.88
030302Q5120002M | 2F OM4 ZIPR LC/LC 2M | PCE | 1 | 33.68
030302Q5120001M | 2F OM4 ZIPR LC/LC 1M | PCE | 1 | 31.1
030302K5120005M | 2F OM1 ZIPR LC/LC 5M | PCE | 1 | 38.3
030302K5120003M | 2F OM1 ZIPR LC/LC 3M | PCE | 1 | 34.38
030302K5120003F | 2F OM1 ZIPR LC/LC 3F | PCE | 1 | 30.3
030302K5120002M | 2F OM1 ZIPR LC/LC 2M | PCE | 1 | 32.42
030302K5120001M | 2F OM1 ZIPR LC/LC 1M | PCE | 1 | 30.46
030301T3116006F | 1F OM3 1.6 R LC/LC 6F | PCE | 1 | 16.52
030301T3116003M | 1F OM3 1.6 R LC/LC 3M | PCE | 1 | 17.94
030301T3116002M | 1F OM3 1.6 R LC/LC 2M | PCE | 1 | 16.72
030301T3116001M | 1F OM3 1.6 R LC/LC 1M | PCE | 1 | 15.48
030301T2880005M | 1F OM3 2.0 P LC/LC 5M | PCE | 1 | 20.7
030301T2880003M | 1F OM3 2.0 P LC/LC 3M | PCE | 1 | 18.14
030348T8820010F | 48F OM3 MICP LC/LC 10F | PCE | 1 | 2312.26
033902Q5116005M | 2F OM4 ZIPR LC/SC 5M | PCE | 70 | 48.78
033902Q5116003M | 2F OM4 ZIPR LC/SC 3M | PCE | 117 | 43.36
033902Q5116001M | 2F OM4 ZIPR LC/SC 1M | PCE | 350 | 37.92
033902K5120010F | 2F OM1 ZIPR LC/SC 10F | PCE | 1 | 41.16
033902K5120005M | 2F OM1 ZIPR LC/SC 5M | PCE | 1 | 44.98
033902K5120003M | 2F OM1 ZIPR LC/SC 3M | PCE | 1 | 41.06
033902K5120003F | 2F OM1 ZIPR LC/SC 3F | PCE | 1 | 36.98
033902K5120002M | 2F OM1 ZIPR LC/SC 2M | PCE | 1 | 39.12
033902K5120001M | 2F OM1 ZIPR LC/SC 1M | PCE | 1 | 37.16
033902K5116003M | 2F OM1 ZIPR LC/SC 3M | PCE | 1 | 41.36
033902K5116002M | 2F OM1 ZIPR LC/SC 2M | PCE | 1 | 39.3
033902K5116001M | 2F OM1 ZIPR LC/SC 1M | PCE | 1 | 37.26
033901T2880001M | 1F OM3 2.0 P LC/SC 1M | PCE | 1 | 18.9
033901T2180005M | 1F OM3 2.0 R LC/SC 5M | PCE | 1 | 23.46
033901T2180003M | 1F OM3 2.0 R LC/SC 3M | PCE | 1 | 21.12
033901T2180003F | 1F OM3 2.0 R LC/SC 3F | PCE | 1 | 18.68
033901T2180002M | 1F OM3 2.0 R LC/SC 2M | PCE | 1 | 19.96
033901T2180001M | 1F OM3 2.0 R LC/SC 1M | PCE | 1 | 18.76
033901Q3116001M | 1F OM4 1.6 R LC/SC 1M | PCE | 1 | 19.22
033901Q2890005M | 1F OM4 2.0 P LC/SC 5M | PCE | 1 | 26.14
033901Q2890003M | 1F OM4 2.0 P LC/SC 3M | PCE | 1 | 22.72
033901Q2890002M | 1F OM4 2.0 P LC/SC 2M | PCE | 1 | 21
033901Q2890001M | 1F OM4 2.0 P LC/SC 1M | PCE | 1 | 19.3
033901Q2190003M | 1F OM4 2.0 R LC/SC 3M | PCE | 1 | 22.26
033901Q2190001M | 1F OM4 2.0 R LC/SC 1M | PCE | 1 | 19.14
033901K3116003M | 1F OM1 1.6 R LC/SC 3M | PCE | 1 | 21.34
033901K2130001M | 1F OM1 2.0 R LC/SC 1M | PCE | 1 | 18.82
031701Q2190001M | 1F OM4 2.0 R LC/FC 1M | PCE | 1 | 12.3
030502Q5120003M | 2F OM4 ZIPR LC/LCDX 3M | PCE | 1 | 36.28
030502Q5120003F | 2F OM4 ZIPR LC/LCDX 3F | PCE | 1 | 30.88
030502Q5120002M | 2F OM4 ZIPR LC/LCDX 2M | PCE | 1 | 33.68
030502Q5120001M | 2F OM4 ZIPR LC/LCDX 1M | PCE | 1 | 31.1
030502K5120001M | 2F OM1 ZIPR LC/LCDX 1M | PCE | 1 | 30.46
0303E4TD9KKC010F | 144F OM3 EDGP LC/LC 10F | PCE | 1 | 5614.18
60-018-10 | SCREW, CAPTIVE, KS, REPLACEMENT | PCE | 100 | 5.96
60-056-10 | KIT, ENTRY GROMMET | PCE | 100 | 4.7
60-295-10 | 101B2 WIRE TERMINAL | PCE | 50 | 11.66
60-902-20 | KIT, ENTRY GROMMET CAC 9600 (10/BAG) | PCE | 100 | 8.92
A0375902 | QFMCC1A CABLE CLAMP ASSY | PCE | 1 | 102.92
A0388959 | QFMGC1A CA.BONDING KIT | PCE | 1 | 188.5
A0391180 | QFMST1A SPLICE MODULE | PCE | 1 | 192
A0402798 | QFMVSCWC3/4 WATERTIGHT CONN | PCE | 1 | 15.56
A0402799 | QFMVSCWC1 WATERTIGHT CONN | PCE | 1 | 25.22
A0622326 | QFMBT5A, KIT, BRAIDED TUBING | PCE | 1 | 328.84
ACH-CP1P-38 | ACH CONN PANEL W/6 SC SLEEVES | PCE | 1 | 88.76
ACH-CP1P-3C | ACH CONN PANEL W/6 SC CER SLEEVES | PCE | 1 | 98.16
ACH-CP1P-6C | ACH CONN PANEL W/6 SCAPC CER SLEEVES | PCE | 1 | 108.94
ACH-CP8P-38 | ACH CONN PANEL W/8 SC SLEEVES | PCE | 1 | 113.36
BCW-288-S00 | SSI#11038670 ILCP288 NO FDR/NO DIST&SPL | PCE | 1 | 9873.6
C-MIC-012 | CAB, MTD, INT CNTR, 12F | PCE | 1 | 232.02
C-MIC-024 | CAB, MTD, INT CNTR, 24F | PCE | 1 | 317.06
CCF-CML-072 | LEFT-HAND HOUSING,EMPTY,CCF | PCE | 1 | 210.48
CCF-CML-726C | ASSY, L-HAND HSG, SC APC MOD, 72F | PCE | 1 | 1335.9
CCF-CMR-072 | RIGHT-HAND HOUSING,EMPTY,CCF | PCE | 1 | 210.48
CCF-CMR-726C | ASSY, R-HAND HSG, SC APC MOD, 72F | PCE | 1 | 1335.9
CCF-EC-7 | ASSY,ENDCAP,W/O IBD,CCF | PCE | 1 | 766.44
CCF-FRAME-7 | ASSY,FRAME,CCF | PCE | 1 | 9763.16
CCF-FRAME-EXT-7-11 | FRAME EXTENSION,4 1/2 FT,CCF | PCE | 1 | 750.3
CCF-JT-REAR | TROUGH,JUMPER,REAR,3.5 INCH,CCF | PCE | 1 | 181.74
CCF-SHELF | WORKSHELF, EQUIPMENT, 34 IN, CCF | PCE | 1 | 410.26
CEN-BK2 | KIT, POLE MNT, CEN/OCC | PCE | 1 | 328.7
ECL-B2U-23 | BOTTOM JT, 2U, 23 INCH, ECL | PCE | 1 | 149.42
ECL-BAY-7 | ECLIPSE 7' BAY | PCE | 1 | 2323.44
ECL-BLANK | BLANK PANEL, ECLIPSE | PCE | 12 | 16.18
ECL-CP12-A9 | 12F PANEL, DUP LC, ECL | PCE | 1 | 128.34
ECL-EC-7 | ENDCAP, 7', ECLIPSE | PCE | 1 | 571.14
ECL-IBD-7-1 | INTERBAY DUAL STORAGE UNIT, ECLIPSE | PCE | 1 | 1260.7
ECL-IBU-7-1 | ECLIPSE IBU W/2U JUMPER TROUGH | PCE | 1 | 679.24
000212SMR01003M | 12F RIB LCUPC/XXX 3M | PCE | 1 | 132.4
030301T2880001M | 1F OM3 2.0 P LC/LC 1M | PCE | 1 | 15.56
030301T2180006F | 1F OM3 2.0 R LC/LC 6F | PCE | 1 | 16.4
030301T2180005M | 1F OM3 2.0 R LC/LC 5M | PCE | 1 | 20.12
030301T2180003M | 1F OM3 2.0 R LC/LC 3M | PCE | 1 | 17.78
030301T2180003F | 1F OM3 2.0 R LC/LC 3F | PCE | 1 | 15.32
030301T2180002M | 1F OM3 2.0 R LC/LC 2M | PCE | 1 | 16.6
030301T2180001M | 1F OM3 2.0 R LC/LC 1M | PCE | 1 | 15.42
030301Q3116006F | 1F OM4 1.6 R LC/LC 6F | PCE | 1 | 17.24
030301Q3116003M | 1F OM4 1.6 R LC/LC 3M | PCE | 1 | 19.14
030301Q3116002M | 1F OM4 1.6 R LC/LC 2M | PCE | 1 | 17.52
030301Q3116001M | 1F OM4 1.6 R LC/LC 1M | PCE | 1 | 15.88
030301Q2890005M | 1F OM4 2.0 P LC/LC 5M | PCE | 1 | 22.78
030301Q2890003M | 1F OM4 2.0 P LC/LC 3M | PCE | 1 | 19.38
030301Q2890002M | 1F OM4 2.0 P LC/LC 2M | PCE | 1 | 17.66
030301Q2890001M | 1F OM4 2.0 P LC/LC 1M | PCE | 1 | 15.96
030301Q2190010F | 1F OM4 2.0 R LC/LC 10F | PCE | 1 | 18.98
FDC-CP1P-12-A9 | FDC Panel for 6xLC Duplex for 12F SM | PCE | 2 | 146.04
FDC-SMH-5 | FDC SPLICE HSG | PCE | 1 | 580.96
FDM06P06-3C-3RN000 | FDC-Module 6 SCUPC SM TB 3M ceramic adap | PCE | 1 | 306.72
OSE-LD-HD-LOCK-KIT | LOCK KIT, OSE-LD & OSE-HD | PCE | 1 | 92.62
UDF-RBS-7-35 | Rear Frame Slack Storage Unit, 7', UDF | PCE | 1 | 900.38
A0270166 | TMOXS17A TEST PROBE ASSEMBLY | PCE | 5 | 54.62
FDC-CABLE-GRND | Ground Strap Kit | PCE | 1 | 23.72
FDC-SMH-3 | FDC-SPLICE HSG, 5.25 IN. | PCE | 1 | 387.3
FDC-CMH-WALLBKT | Wall Mounting Bracket for 8,75" | PCE | 1 | 31.08
FDC-005 | FDC-005 FOR MAX 24 FIBERS | PCE | 1 | 459.18
FBT-048 | FIBER BUILDING TERMINAL | PCE | 1 | 416.74
A0270165 | Connection Tool TMOXS16A | PCE | 5 | 177.76
FDC-CP1P-06-39 | FDC Connector Panel with adapter | PCE | 2 | 72.56
ACH-CMH-072 | ACH with 12 blank panels | PCE | 1 | 817.78
FDC-001-F | FDC 144F Connector & Splice Housing | PCE | 1 | 1811.28
FDC-003 | Fiber Distribution Center FDC-003 | PCE | 1 | 636.66
WDC-001 | Wall-Mountable Distribution, Basic Unit | PCE | 1 | 394.14
FDC-CP8P-08-3C | FO Connector Panel with 8 SC SM Adapters | PCE | 2 | 101.92
033902Q5120003M | 2F OM4 ZIPR LC/SC 3M | PCE | 1 | 42.96
040404R61LD010F | 4F SM FANR LCUDX/LCUDX 10F | PCE | 115 | 102.3
040404R61LD003M | 4F SM FANR LCUDX/LCUDX 3M | PCE | 117 | 102.16
040404GSFKKD015F | 4F ULT LSTR LCUDX/LCUDX 15F | PCE | 1 | 229.94
040404GD2KKB010F | 4F ULT 1.2P LCUDX/LCUDX 10F | PCE | 1 | 139.66
040404G81NF003M | 4F ULT MICR LCUDX/LCUDX 3M | PCE | 1 | 126.02
040404G8120015F | 4F ULT MICR LCUDX/LCUDX 15F | PCE | 1 | 106.06
040404G8120010F | 4F ULT MICR LCUDX/LCUDX 10F | PCE | 1 | 103.88
040402R8820003M | 2F SM MICP LCUDX/LCUDX 3M | PCE | 117 | 54.62
040402R5820010F | 2F SM ZIPP LCUDX/LCUDX 10F | PCE | 1 | 30.16
040402R5820006F | 2F SM ZIPP LCUDX/LCUDX 6F | PCE | 1 | 29.42
040402R5820005M | 2F SM ZIPP LCUDX/LCUDX 5M | PCE | 1 | 31.36
040402R5820003M | 2F SM ZIPP LCUDX/LCUDX 3M | PCE | 1 | 30.16
040402R5820003F | 2F SM ZIPP LCUDX/LCUDX 3F | PCE | 1 | 28.88
040402R5820002M | 2F SM ZIPP LCUDX/LCUDX 2M | PCE | 1 | 29.54
040402R5820001M | 2F SM ZIPP LCUDX/LCUDX 1M | PCE | 1 | 28.94
040402R5816005M | 2F SM ZIPP LCUDX/LCUDX 5M | PCE | 1 | 31.52
040402R5816003M | 2F SM ZIPP LCUDX/LCUDX 3M | PCE | 1 | 30.24
040402R5816002M | 2F SM ZIPP LCUDX/LCUDX 2M | PCE | 1 | 29.6
040402R5816001M | 2F SM ZIPP LCUDX/LCUDX 1M | PCE | 1 | 28.96
040402R5120015F | 2F SM ZIPR LCUDX/LCUDX 15F | PCE | 1 | 30.84
040402R5120010F | 2F SM ZIPR LCUDX/LCUDX 10F | PCE | 1 | 30.02
040402R5120006F | 2F SM ZIPR LCUDX/LCUDX 6F | PCE | 1 | 29.34
040402R5120005M | 2F SM ZIPR LCUDX/LCUDX 5M | PCE | 1 | 31.08
040402R5120003M | 2F SM ZIPR LCUDX/LCUDX 3M | PCE | 1 | 29.98
040402R5120003F | 2F SM ZIPR LCUDX/LCUDX 3F | PCE | 1 | 28.82
040402R5120002M | 2F SM ZIPR LCUDX/LCUDX 2M | PCE | 1 | 29.42
040402R5120001M | 2F SM ZIPR LCUDX/LCUDX 1M | PCE | 1 | 28.88
040402R5116005M | 2F SM ZIPR LCUDX/LCUDX 5M | PCE | 1 | 31.22
040402R5116003M | 2F SM ZIPR LCUDX/LCUDX 3M | PCE | 1 | 30.06
040402R5116002M | 2F SM ZIPR LCUDX/LCUDX 2M | PCE | 1 | 29.5
040402R5116001M | 2F SM ZIPR LCUDX/LCUDX 1M | PCE | 1 | 28.9
040402J5112005M | 2F LBL ZIPR LCUDX/LCUDX 5M | PCE | 1 | 31.5
040402J5112002M | 2F LBL ZIPR LCUDX/LCUDX 2M | PCE | 1 | 29.6
040402J5112001M | 2F LBL ZIPR LCUDX/LCUDX 1M | PCE | 1 | 28.96
040404R8120010F | 4F SM MICR LCUDX/LCUDX 10F | PCE | 1 | 103.88
040412R8120003M | 12F SM MICR LCUDX/LCUDX 3M | PCE | 1 | 308.22
040412GU4KKD003F | 12F ULT LT LCUDX/LCUDX 3F | PCE | 1 | 377.46
040412GU4KKB001M | 12F ULT LT LCUDX/LCUDX 1M | PCE | 1 | 233
040412GD9TTD015F | 12F ULT EDGP LCUDX/LCUDX 15F | PCE | 1 | 549.94
040412GD9LLD010F | 12F ULT EDGP LCUDX/LCUDX 10F | PCE | 1 | 545.4
040412GD9LLB015F | 12F ULT EDGP LCUDX/LCUDX 15F | PCE | 1 | 405.36
040412GD9KKD010F | 12F ULT EDGP LCUDX/LCUDX 10F | PCE | 1 | 545.4
040412GD9KKB010F | 12F ULT EDGP LCUDX/LCUDX 10F | PCE | 1 | 400.82
040412GD9KKB005M | 12F ULT EDGP LCUDX/LCUDX 5M | PCE | 1 | 406.64
040412GD9KKB003M | 12F ULT EDGP LCUDX/LCUDX 3M | PCE | 1 | 400.68
040412GD9KKB002M | 12F ULT EDGP LCUDX/LCUDX 2M | PCE | 1 | 397.7
040412GD2KKB010F | 12F ULT 1.2P LCUDX/LCUDX 10F | PCE | 1 | 400.82
040412G8FKKB003F | 12F ULT MICR LCUDX/LCUDX 3F | PCE | 1 | 241.06
040412G88KKD010F | 12F ULT MICP LCUDX/LCUDX 10F | PCE | 1 | 388.94
040412G88KKB010F | 12F ULT MICP LCUDX/LCUDX 10F | PCE | 1 | 244.34
040412G88KKB003M | 12F ULT MICP LCUDX/LCUDX 3M | PCE | 1 | 244.14
040412G8820010F | 12F ULT MICP LCUDX/LCUDX 10F | PCE | 1 | 310.12
040412G8820003M | 12F ULT MICP LCUDX/LCUDX 3M | PCE | 1 | 309.94
040412G81NF010F | 12F ULT MICR LCUDX/LCUDX 10F | PCE | 1 | 375.04
040412G81NF003M | 12F ULT MICR LCUDX/LCUDX 3M | PCE | 1 | 374.88
040412G8120010F | 12F ULT MICR LCUDX/LCUDX 10F | PCE | 1 | 308.38
040412G8120003M | 12F ULT MICR LCUDX/LCUDX 3M | PCE | 1 | 308.22
040408GD9KKD010F | 8F ULT EDGP LCUDX/LCUDX 10F | PCE | 1 | 414.82
040408G81NF005M | 8F ULT MICR LCUDX/LCUDX 5M | PCE | 1 | 256.1
040406R8820730F | 6F SM MICP LCUDX/LCUDX 730F | PCE | 2 | 549.96
040406GU4KKD003F | 6F ULT LT LCUDX/LCUDX 3F | PCE | 1 | 261.6
040406GSPKKD010F | 6F ULT LSTP LCUDX/LCUDX 10F | PCE | 1 | 281.2
040406GD9KKD010F | 6F ULT EDGP LCUDX/LCUDX 10F | PCE | 1 | 349.52
040406GD9KKB010F | 6F ULT EDGP LCUDX/LCUDX 10F | PCE | 1 | 204.94
040406GD9KKB003M | 6F ULT EDGP LCUDX/LCUDX 3M | PCE | 1 | 204.82
040406GD9KKB002M | 6F ULT EDGP LCUDX/LCUDX 2M | PCE | 1 | 201.84
040406G88KKB010F | 6F ULT MICP LCUDX/LCUDX 10F | PCE | 1 | 125.56
040406G8120003M | 6F ULT MICR LCUDX/LCUDX 3M | PCE | 1 | 153.86
040406G61LD003M | 6F ULT FANR LCUDX/LCUDX 3M | PCE | 117 | 153.58
040402G5116001M | 2F ULT ZIPR LCUDX/LCUDX 1M | PCE | 1 | 28.9
035004T8820010F | 4F OM3 MICP LC/ST 10F | PCE | 115 | 102.94
035002T5120003M | 2F OM3 ZIPR LC/ST 3M | PCE | 1 | 27.5
035002T5120002M | 2F OM3 ZIPR LC/ST 2M | PCE | 1 | 25.54
035002T5120001M | 2F OM3 ZIPR LC/ST 1M | PCE | 1 | 23.6
035002Q5820003M | 2F OM4 ZIPP LC/ST 3M | PCE | 1 | 30.16
035002Q5120005M | 2F OM4 ZIPR LC/ST 5M | PCE | 1 | 34.58
035002Q5120003M | 2F OM4 ZIPR LC/ST 3M | PCE | 1 | 29.4
035002Q5120001M | 2F OM4 ZIPR LC/ST 1M | PCE | 1 | 24.22
035002K5120015F | 2F OM1 ZIPR LC/ST 15F | PCE | 1 | 30.58
035002K5120010F | 2F OM1 ZIPR LC/ST 10F | PCE | 1 | 27.6
035002K5120006F | 2F OM1 ZIPR LC/ST 6F | PCE | 1 | 25.22
035002K5120003M | 2F OM1 ZIPR LC/ST 3M | PCE | 1 | 27.5
035002K5120003F | 2F OM1 ZIPR LC/ST 3F | PCE | 1 | 23.42
035002K5120002M | 2F OM1 ZIPR LC/ST 2M | PCE | 1 | 25.54
035002K5120001M | 2F OM1 ZIPR LC/ST 1M | PCE | 1 | 23.6
035001T3116006F | 1F OM3 1.6 R LC/ST 6F | PCE | 1 | 13.08
035001T2180005M | 1F OM3 2.0 R LC/ST 5M | PCE | 1 | 16.68
035001T2180003M | 1F OM3 2.0 R LC/ST 3M | PCE | 1 | 14.34
035001T2180002M | 1F OM3 2.0 R LC/ST 2M | PCE | 1 | 13.16
035001T2180001M | 1F OM3 2.0 R LC/ST 1M | PCE | 1 | 11.98
035001Q2890003M | 1F OM4 2.0 P LC/ST 3M | PCE | 1 | 15.94
035001Q2890002M | 1F OM4 2.0 P LC/ST 2M | PCE | 1 | 14.22
035001Q2190003F | 1F OM4 2.0 R LC/ST 3F | PCE | 1 | 12.24
035001Q2190002M | 1F OM4 2.0 R LC/ST 2M | PCE | 1 | 13.92
035001K3116001M | 1F OM1 1.6 R LC/ST 1M | PCE | 1 | 12.06
035001K2130002M | 1F OM1 2.0 R LC/ST 2M | PCE | 1 | 13.24
033912T81NF003M | 12F OM3 MICR LC/SC 3M | PCE | 1 | 453.16
033904T8120003M | 4F OM3 MICR LC/SC 3M | PCE | 117 | 122.48
033902T5120010F | 2F OM3 ZIPR LC/SC 10F | PCE | 1 | 41.16
033902T5120005M | 2F OM3 ZIPR LC/SC 5M | PCE | 1 | 44.98
033902T5120003M | 2F OM3 ZIPR LC/SC 3M | PCE | 1 | 41.06
033902T5120003F | 2F OM3 ZIPR LC/SC 3F | PCE | 1 | 36.98
033902T5120002M | 2F OM3 ZIPR LC/SC 2M | PCE | 1 | 39.12
040402G5116002M | 2F ULT ZIPR LCUDX/LCUDX 2M | PCE | 1 | 29.5
040402GUCKKB005M | 2F ULT LT LCUDX/LCUDX 5M | PCE | 1 | 47.12
040402GUCKKB001M | 2F ULT LT LCUDX/LCUDX 1M | PCE | 1 | 40.32
040402GU4KKB003M | 2F ULT LT LCUDX/LCUDX 3M | PCE | 1 | 42.36
040402GU4KKB002M | 2F ULT LT LCUDX/LCUDX 2M | PCE | 1 | 41.12
040402G9120003M | 2F ULT DFXR LCUDX/LCUDX 3M | PCE | 1 | 38.16
040402G9120002M | 2F ULT DFXR LCUDX/LCUDX 2M | PCE | 1 | 37.5
040402G8FKKB010F | 2F ULT MICR LCUDX/LCUDX 10F | PCE | 1 | 45.44
040402G81NF003M | 2F ULT MICR LCUDX/LCUDX 3M | PCE | 1 | 65.24
040402G8120010F | 2F ULT MICR LCUDX/LCUDX 10F | PCE | 1 | 54.18
040402G8120003M | 2F ULT MICR LCUDX/LCUDX 3M | PCE | 1 | 54.14
040402G61XD005M | 2F ULT FANR LCUDX/LCUDX 5M | PCE | 70 | 60.64
040402G61XD003M | 2F ULT FANR LCUDX/LCUDX 3M | PCE | 117 | 55.38
040402G61LD005M | 2F ULT FANR LCUDX/LCUDX 5M | PCE | 1 | 60.02
040402G61LD003M | 2F ULT FANR LCUDX/LCUDX 3M | PCE | 1 | 55.02
040402G5820015F | 2F ULT ZIPP LCUDX/LCUDX 15F | PCE | 1 | 31.1
040402G5820010F | 2F ULT ZIPP LCUDX/LCUDX 10F | PCE | 1 | 30.16
040402G5820006F | 2F ULT ZIPP LCUDX/LCUDX 6F | PCE | 1 | 29.42
040402G5820005M | 2F ULT ZIPP LCUDX/LCUDX 5M | PCE | 1 | 31.36
040402G5820003M | 2F ULT ZIPP LCUDX/LCUDX 3M | PCE | 1 | 30.16
040402G5820003F | 2F ULT ZIPP LCUDX/LCUDX 3F | PCE | 1 | 28.88
040402G5820002M | 2F ULT ZIPP LCUDX/LCUDX 2M | PCE | 1 | 29.54
040402G5820001M | 2F ULT ZIPP LCUDX/LCUDX 1M | PCE | 1 | 28.94
040402G5120015F | 2F ULT ZIPR LCUDX/LCUDX 15F | PCE | 1 | 30.84
040402G5120010F | 2F ULT ZIPR LCUDX/LCUDX 10F | PCE | 1 | 30.02
040402G5120006F | 2F ULT ZIPR LCUDX/LCUDX 6F | PCE | 1 | 29.34
040402G5120005M | 2F ULT ZIPR LCUDX/LCUDX 5M | PCE | 1 | 31.08
040402G5120003M | 2F ULT ZIPR LCUDX/LCUDX 3M | PCE | 1 | 29.98
040402G5120003F | 2F ULT ZIPR LCUDX/LCUDX 3F | PCE | 1 | 28.82
040402G5120002M | 2F ULT ZIPR LCUDX/LCUDX 2M | PCE | 1 | 29.42
040402G5120001M | 2F ULT ZIPR LCUDX/LCUDX 1M | PCE | 1 | 28.88
040402G5116006F | 2F ULT ZIPR LCUDX/LCUDX 6F | PCE | 1 | 29.38
040402G5116005M | 2F ULT ZIPR LCUDX/LCUDX 5M | PCE | 1 | 31.22
040402G5116003M | 2F ULT ZIPR LCUDX/LCUDX 3M | PCE | 1 | 30.06
040402G5116003F | 2F ULT ZIPR LCUDX/LCUDX 3F | PCE | 1 | 28.86
222201G2131003F | 1F ULT 2.0 R LCA/LCA 3F | PCE | 1 | 18.22
222201G2131002M | 1F ULT 2.0 R LCA/LCA 2M | PCE | 1 | 18.74
222201G2131003M | 1F ULT 2.0 R LCA/LCA 3M | PCE | 1 | 19.2
222201G2131005M | 1F ULT 2.0 R LCA/LCA 5M | PCE | 1 | 20.16
222201G2131001M | 1F ULT 2.0 R LCA/LCA 1M | PCE | 1 | 18.26
214401G3131001M | 1F ULT 2.9 R FCA/SCA 1M | PCE | 350 | 15.56
212201R2131005M | 1F SM 2.0 R FCA/LCA 5M | PCE | 1 | 16.52
212201R2131003M | 1F SM 2.0 R FCA/LCA 3M | PCE | 1 | 15.58
222201G2131006F | 1F ULT 2.0 R LCA/LCA 6F | PCE | 1 | 18.66
222201G2831003F | 1F ULT 2.0 P LCA/LCA 3F | PCE | 1 | 18.26
222201G2831003M | 1F ULT 2.0 P LCA/LCA 3M | PCE | 1 | 19.36
222201R2131001M | 1F SM 2.0 R LCA/LCA 1M | PCE | 1 | 18.26
222201R2131002M | 1F SM 2.0 R LCA/LCA 2M | PCE | 1 | 18.74
222201R2131003F | 1F SM 2.0 R LCA/LCA 3F | PCE | 1 | 18.22
222201R2131003M | 1F SM 2.0 R LCA/LCA 3M | PCE | 1 | 19.2
222201R2131006F | 1F SM 2.0 R LCA/LCA 6F | PCE | 1 | 18.66
222201R2131010F | 1F SM 2.0 R LCA/LCA 10F | PCE | 1 | 19.22
212201R2131001M | 1F SM 2.0 R FCA/LCA 1M | PCE | 1 | 14.64
212102G5120003M | 2F ULT ZIPR FCA/FCA 3M | PCE | 1 | 22.72
212101G3131001M | 1F ULT 2.9 R FCA/FCA 1M | PCE | 350 | 11.04
187202R5120005M | 2F SM ZIPR LCADX/SCUDX 5M | PCE | 1 | 35.94
187202R5120003M | 2F SM ZIPR LCADX/SCUDX 3M | PCE | 1 | 34.84
187202R5120003F | 2F SM ZIPR LCADX/SCUDX 3F | PCE | 1 | 33.68
187202R5120002M | 2F SM ZIPR LCADX/SCUDX 2M | PCE | 1 | 34.28
187202G5820005M | 2F ULT ZIPP LCADX/SCUDX 5M | PCE | 1 | 36.22
187202G5820003M | 2F ULT ZIPP LCADX/SCUDX 3M | PCE | 1 | 35.02
187202G5120005M | 2F ULT ZIPR LCADX/SCUDX 5M | PCE | 1 | 35.94
187202G5120003M | 2F ULT ZIPR LCADX/SCUDX 3M | PCE | 1 | 34.84
187202G5120003F | 2F ULT ZIPR LCADX/SCUDX 3F | PCE | 1 | 33.68
187202G5120002M | 2F ULT ZIPR LCADX/SCUDX 2M | PCE | 1 | 34.28
187202G5120001M | 2F ULT ZIPR LCADX/SCUDX 1M | PCE | 1 | 33.74
187202G5116005M | 2F ULT ZIPR LCADX/SCUDX 5M | PCE | 1 | 36.08
187202G5116003M | 2F ULT ZIPR LCADX/SCUDX 3M | PCE | 1 | 34.92
187202G5116002M | 2F ULT ZIPR LCADX/SCUDX 2M | PCE | 1 | 34.34
222201R2831001M | 1F SM 2.0 P LCA/LCA 1M | PCE | 1 | 18.32
224401G2131003F | 1F ULT 2.0 R LCA/SCA 3F | PCE | 1 | 19.1
224401G2131002M | 1F ULT 2.0 R LCA/SCA 2M | PCE | 1 | 19.62
224401G2131001M | 1F ULT 2.0 R LCA/SCA 1M | PCE | 1 | 19.14
222224GD9KKA010F | 24F ULT EDGP LCA/LCA 10F | PCE | 1 | 867.2
222206G81NF003M | 6F ULT MICR LCA/LCA 3M | PCE | 1 | 204.66
222202R5820003F | 2F SM ZIPP LCA/LCA 3F | PCE | 1 | 36.14
222202R5120005M | 2F SM ZIPR LCA/LCA 5M | PCE | 1 | 38.34
222202R5120003M | 2F SM ZIPR LCA/LCA 3M | PCE | 1 | 37.24
222202R5120003F | 2F SM ZIPR LCA/LCA 3F | PCE | 1 | 36.08
222202R5120002M | 2F SM ZIPR LCA/LCA 2M | PCE | 1 | 36.68
222202R5120001M | 2F SM ZIPR LCA/LCA 1M | PCE | 1 | 36.14
222202R5116002M | 2F SM ZIPR LCA/LCA 2M | PCE | 1 | 36.74
222202J5112005M | 2F LBL ZIPR LCA/LCA 5M | PCE | 1 | 38.74
222202J5112003M | 2F LBL ZIPR LCA/LCA 3M | PCE | 1 | 37.48
222202J5112002M | 2F LBL ZIPR LCA/LCA 2M | PCE | 1 | 36.86
222202J5112001M | 2F LBL ZIPR LCA/LCA 1M | PCE | 1 | 36.22
222202G5820010F | 2F ULT ZIPP LCA/LCA 10F | PCE | 1 | 37.42
222202G5820006F | 2F ULT ZIPP LCA/LCA 6F | PCE | 1 | 36.68
222202G5820003F | 2F ULT ZIPP LCA/LCA 3F | PCE | 1 | 36.14
222202G5120010F | 2F ULT ZIPR LCA/LCA 10F | PCE | 1 | 37.26
222202G5120006F | 2F ULT ZIPR LCA/LCA 6F | PCE | 1 | 36.58
222202G5120005M | 2F ULT ZIPR LCA/LCA 5M | PCE | 1 | 38.34
222202G5120003M | 2F ULT ZIPR LCA/LCA 3M | PCE | 1 | 37.24
222202G5120003F | 2F ULT ZIPR LCA/LCA 3F | PCE | 1 | 36.08
222202G5120002M | 2F ULT ZIPR LCA/LCA 2M | PCE | 1 | 36.68
222202G5120001M | 2F ULT ZIPR LCA/LCA 1M | PCE | 1 | 36.14
222202G5116003M | 2F ULT ZIPR LCA/LCA 3M | PCE | 1 | 37.32
222202G5116002M | 2F ULT ZIPR LCA/LCA 2M | PCE | 1 | 36.74
222202G5116001M | 2F ULT ZIPR LCA/LCA 1M | PCE | 1 | 36.16
222201R3116005M | 1F SM 1.6 R LCA/LCA 5M | PCE | 1 | 20.28
222201R3116003M | 1F SM 1.6 R LCA/LCA 3M | PCE | 1 | 19.28
222201R3116003F | 1F SM 1.6 R LCA/LCA 3F | PCE | 1 | 18.24
222201R3116002M | 1F SM 1.6 R LCA/LCA 2M | PCE | 1 | 18.78
222201R3116001M | 1F SM 1.6 R LCA/LCA 1M | PCE | 1 | 18.3
181896G88KKD010F | 96F ULT MICP LCADX/LCADX 10F | PCE | 1 | 2444.28
181872GD9KKB010F | 72F ULT EDGP LCADX/LCADX 10F | PCE | 1 | 2593.58
181872G8131010F | 72F ULT MICR LCADX/LCADX 10F | PCE | 1 | 2805.24
181848GD9KKB010F | 48F ULT EDGP LCADX/LCADX 10F | PCE | 1 | 1726.52
181848G88KKD010F | 48F ULT MICP LCADX/LCADX 10F | PCE | 1 | 1289.82
181824GU4KKD010F | 24F ULT LT LCADX/LCADX 10F | PCE | 1 | 682.84
181824G8120010F | 24F ULT MICR LCADX/LCADX 10F | PCE | 1 | 686.94
181816GD9KKB003M | 16F ULT EDGP LCADX/LCADX 3M | PCE | 1 | 580.58
181812GD9KKB010F | 12F ULT EDGP LCADX/LCADX 10F | PCE | 1 | 435.76
181812G88KKD010F | 12F ULT MICP LCADX/LCADX 10F | PCE | 1 | 423.86
181808GD9KKB010F | 8F ULT EDGP LCADX/LCADX 10F | PCE | 1 | 293.52
181806R8820100F | 6F SM MICP LCADX/LCADX 100F | PCE | 12 | 221.58
181806G88KKA003M | 6F ULT MICP LCADX/LCADX 3M | PCE | 1 | 142.88
181804GD2KKB001M | 4F ULT 1.2P LCADX/LCADX 1M | PCE | 1 | 145.2
181802R5820002M | 2F SM ZIPP LCADX/LCADX 2M | PCE | 1 | 36.8
181802R5120003M | 2F SM ZIPR LCADX/LCADX 3M | PCE | 1 | 37.24
181802R5120003F | 2F SM ZIPR LCADX/LCADX 3F | PCE | 1 | 36.08
181802R5120002M | 2F SM ZIPR LCADX/LCADX 2M | PCE | 1 | 36.68
181802R5120001M | 2F SM ZIPR LCADX/LCADX 1M | PCE | 1 | 36.14
181802GU4KKB006F | 2F ULT LT LCADX/LCADX 6F | PCE | 1 | 46.74
181802G9120005M | 2F ULT DFXR LCADX/LCADX 5M | PCE | 1 | 46.7
181802G9120003M | 2F ULT DFXR LCADX/LCADX 3M | PCE | 1 | 45.4
181802G9120002M | 2F ULT DFXR LCADX/LCADX 2M | PCE | 1 | 44.76
181802G5820005M | 2F ULT ZIPP LCADX/LCADX 5M | PCE | 1 | 38.62
181802G5820003M | 2F ULT ZIPP LCADX/LCADX 3M | PCE | 1 | 37.4
181802G5820003F | 2F ULT ZIPP LCADX/LCADX 3F | PCE | 1 | 36.14
181802G5820002M | 2F ULT ZIPP LCADX/LCADX 2M | PCE | 1 | 36.8
181802G5820001M | 2F ULT ZIPP LCADX/LCADX 1M | PCE | 1 | 36.2
181802G5120010F | 2F ULT ZIPR LCADX/LCADX 10F | PCE | 1 | 37.26
181802G5120006F | 2F ULT ZIPR LCADX/LCADX 6F | PCE | 1 | 36.58
181802G5120005M | 2F ULT ZIPR LCADX/LCADX 5M | PCE | 1 | 38.34
181802G5120003M | 2F ULT ZIPR LCADX/LCADX 3M | PCE | 1 | 37.24
181802G5120003F | 2F ULT ZIPR LCADX/LCADX 3F | PCE | 1 | 36.08
181802G5120002M | 2F ULT ZIPR LCADX/LCADX 2M | PCE | 1 | 36.68
1818E4G8131010F | 144F ULT MICR LCADX/LCADX 10F | PCE | 1 | 5612.06
187202G5116001M | 2F ULT ZIPR LCADX/SCUDX 1M | PCE | 1 | 33.76
186624G8120003M | 24F ULT MICR LCADX/SCADX 3M | PCE | 1 | 673.3
186602R5820005M | 2F SM ZIPP LCADX/SCADX 5M | PCE | 1 | 40.38
186602R5820003M | 2F SM ZIPP LCADX/SCADX 3M | PCE | 1 | 39.18
186602R5820003F | 2F SM ZIPP LCADX/SCADX 3F | PCE | 1 | 37.9
186602R5120002M | 2F SM ZIPR LCADX/SCADX 2M | PCE | 1 | 38.44
186602R5120001M | 2F SM ZIPR LCADX/SCADX 1M | PCE | 1 | 37.9
186602G9120003M | 2F ULT DFXR LCADX/SCADX 3M | PCE | 1 | 47.18
186602G9120002M | 2F ULT DFXR LCADX/SCADX 2M | PCE | 1 | 46.52
186602G5820003F | 2F ULT ZIPP LCADX/SCADX 3F | PCE | 1 | 37.9
186602G5820001M | 2F ULT ZIPP LCADX/SCADX 1M | PCE | 1 | 37.96
186602G5120006F | 2F ULT ZIPR LCADX/SCADX 6F | PCE | 1 | 38.36
186602G5120005M | 2F ULT ZIPR LCADX/SCADX 5M | PCE | 1 | 40.1
186602G5120003M | 2F ULT ZIPR LCADX/SCADX 3M | PCE | 1 | 39
186602G5120003F | 2F ULT ZIPR LCADX/SCADX 3F | PCE | 1 | 37.86
186602G5120002M | 2F ULT ZIPR LCADX/SCADX 2M | PCE | 1 | 38.44
186602G5120001M | 2F ULT ZIPR LCADX/SCADX 1M | PCE | 1 | 37.9
186602G5116005M | 2F ULT ZIPR LCADX/SCADX 5M | PCE | 1 | 40.24
186602G5116003M | 2F ULT ZIPR LCADX/SCADX 3M | PCE | 1 | 39.08
186602G5116002M | 2F ULT ZIPR LCADX/SCADX 2M | PCE | 1 | 38.52
186602G5116001M | 2F ULT ZIPR LCADX/SCADX 1M | PCE | 1 | 37.92
186102R5116003M | 2F SM ZIPR LCADX/ST 3M | PCE | 1 | 26.88
186102G5120005M | 2F ULT ZIPR LCADX/ST 5M | PCE | 1 | 27.9
186102G5120003M | 2F ULT ZIPR LCADX/ST 3M | PCE | 1 | 26.8
186102G5120001M | 2F ULT ZIPR LCADX/ST 1M | PCE | 1 | 25.7
185802R5120005M | 2F SM ZIPR LCADX/SCU 5M | PCE | 1 | 35.94
185802R5120001M | 2F SM ZIPR LCADX/SCU 1M | PCE | 1 | 33.74
185402G5120001M | 2F ULT ZIPR LCADX/FCU 1M | PCE | 1 | 30.64
184402G5120001M | 2F ULT ZIPR LCADX/SCA 1M | PCE | 1 | 37.9
182202G5116005M | 2F ULT ZIPR LCADX/LCA 5M | PCE | 1 | 38.48
182202G5116001M | 2F ULT ZIPR LCADX/LCA 1M | PCE | 1 | 36.16
182102R5120003F | 2F SM ZIPR LCADX/FCA 3F | PCE | 1 | 28.82
182102R5120001M | 2F SM ZIPR LCADX/FCA 1M | PCE | 1 | 28.88
1818E4G88KKD010F | 144F ULT MICP LCADX/LCADX 10F | PCE | 1 | 3587.1
224401G2131003M | 1F ULT 2.0 R LCA/SCA 3M | PCE | 1 | 20.1
393912K8120005M | 12F OM1 MICR SC/SC 5M | PCE | 1 | 396.9
393906Q81NF003M | 6F OM4 MICR SC/SC 3M | PCE | 117 | 211.38
393904T8120030F | 4F OM3 MICR SC/SC 30F | PCE | 39 | 141.22
393902T5180003M | 2F OM3 ZIPR SC/SC 3M | PCE | 1 | 48.06
393902T5120010F | 2F OM3 ZIPR SC/SC 10F | PCE | 1 | 47.84
393902T5120005M | 2F OM3 ZIPR SC/SC 5M | PCE | 1 | 51.66
393902T5120003M | 2F OM3 ZIPR SC/SC 3M | PCE | 1 | 47.76
393902T5120003F | 2F OM3 ZIPR SC/SC 3F | PCE | 1 | 43.66
393902T5120002M | 2F OM3 ZIPR SC/SC 2M | PCE | 1 | 45.8
393902T5120001M | 2F OM3 ZIPR SC/SC 1M | PCE | 1 | 43.84
393902T5116005M | 2F OM3 ZIPR SC/SC 5M | PCE | 1 | 52.16
393902T5116002M | 2F OM3 ZIPR SC/SC 2M | PCE | 1 | 45.98
393902T5116001M | 2F OM3 ZIPR SC/SC 1M | PCE | 1 | 43.94
393902Q5120001M | 2F OM4 ZIPR SC/SC 1M | PCE | 1 | 44.48
393902K5830001M | 2F OM1 ZIPP SC/SC 1M | PCE | 1 | 44.14
393902K5130003M | 2F OM1 ZIPR SC/SC 3M | PCE | 1 | 48.06
393902K5130002M | 2F OM1 ZIPR SC/SC 2M | PCE | 1 | 45.98
393902K5130001M | 2F OM1 ZIPR SC/SC 1M | PCE | 1 | 43.94
393902K5120010F | 2F OM1 ZIPR SC/SC 10F | PCE | 1 | 47.84
393902K5120005M | 2F OM1 ZIPR SC/SC 5M | PCE | 1 | 51.66
393902K5120003M | 2F OM1 ZIPR SC/SC 3M | PCE | 1 | 47.76
393902K5120002M | 2F OM1 ZIPR SC/SC 2M | PCE | 1 | 45.8
393902K5120001M | 2F OM1 ZIPR SC/SC 1M | PCE | 1 | 43.84
393902K5116005M | 2F OM1 ZIPR SC/SC 5M | PCE | 1 | 52.16
393901T3180002M | 1F OM3 2.9 R SC/SC 2M | PCE | 1 | 23.4
393901T3180001M | 1F OM3 2.9 R SC/SC 1M | PCE | 1 | 22.18
393901T3116001M | 1F OM3 1.6 R SC/SC 1M | PCE | 1 | 22.18
393901T2180005M | 1F OM3 2.0 R SC/SC 5M | PCE | 1 | 26.82
393901T2180003M | 1F OM3 2.0 R SC/SC 3M | PCE | 1 | 24.46
393901T2180003F | 1F OM3 2.0 R SC/SC 3F | PCE | 1 | 22.02
393901T2180002M | 1F OM3 2.0 R SC/SC 2M | PCE | 1 | 23.3
393901T2180001M | 1F OM3 2.0 R SC/SC 1M | PCE | 1 | 22.12
393901Q3116001M | 1F OM4 1.6 R SC/SC 1M | PCE | 1 | 22.56
393901Q2890005M | 1F OM4 2.0 P SC/SC 5M | PCE | 1 | 29.48
393912Q81NF003M | 12F OM4 MICR SC/SC 3M | PCE | 117 | 418.96
444401G21V2001M | 1F ULT 2.0 R SCA/SCA 1M | PCE | 1 | 20.02
444401G2131006F | 1F ULT 2.0 R SCA/SCA 6F | PCE | 1 | 20.42
444401G2131005M | 1F ULT 2.0 R SCA/SCA 5M | PCE | 1 | 21.92
444401G2131003M | 1F ULT 2.0 R SCA/SCA 3M | PCE | 1 | 20.98
444401G2131003F | 1F ULT 2.0 R SCA/SCA 3F | PCE | 1 | 19.98
444401G2131002M | 1F ULT 2.0 R SCA/SCA 2M | PCE | 1 | 20.5
444401G2131001M | 1F ULT 2.0 R SCA/SCA 1M | PCE | 1 | 20.02
395002T5120005M | 2F OM3 ZIPR SC/ST 5M | PCE | 1 | 38.1
395002T5120003M | 2F OM3 ZIPR SC/ST 3M | PCE | 1 | 34.2
395002T5120002M | 2F OM3 ZIPR SC/ST 2M | PCE | 1 | 32.24
395002T5120001M | 2F OM3 ZIPR SC/ST 1M | PCE | 1 | 30.28
395002K5130006F | 2F OM1 ZIPR SC/ST 6F | PCE | 1 | 32.08
395002K5130005M | 2F OM1 ZIPR SC/ST 5M | PCE | 1 | 38.6
395002K5130003M | 2F OM1 ZIPR SC/ST 3M | PCE | 1 | 34.5
395002K5130002M | 2F OM1 ZIPR SC/ST 2M | PCE | 1 | 32.42
395002K5130001M | 2F OM1 ZIPR SC/ST 1M | PCE | 1 | 30.38
395002K5120005M | 2F OM1 ZIPR SC/ST 5M | PCE | 1 | 38.1
395002K5120003M | 2F OM1 ZIPR SC/ST 3M | PCE | 1 | 34.2
395002K5120003F | 2F OM1 ZIPR SC/ST 3F | PCE | 1 | 30.1
395002K5120002M | 2F OM1 ZIPR SC/ST 2M | PCE | 1 | 32.24
395002K5120001M | 2F OM1 ZIPR SC/ST 1M | PCE | 1 | 30.28
395002K5116005M | 2F OM1 ZIPR SC/ST 5M | PCE | 1 | 38.6
395002K5116003M | 2F OM1 ZIPR SC/ST 3M | PCE | 1 | 34.5
395002K5116002M | 2F OM1 ZIPR SC/ST 2M | PCE | 1 | 32.42
395001T3180002M | 1F OM3 2.9 R SC/ST 2M | PCE | 1 | 16.62
395001T2180002M | 1F OM3 2.0 R SC/ST 2M | PCE | 1 | 16.52
395001T2180001M | 1F OM3 2.0 R SC/ST 1M | PCE | 1 | 15.32
395001Q2190001M | 1F OM4 2.0 R SC/ST 1M | PCE | 1 | 15.7
395001K3130001M | 1F OM1 2.9 R SC/ST 1M | PCE | 1 | 15.42
395001K3116010F | 1F OM1 1.6 R SC/ST 10F | PCE | 1 | 17.96
395001K3116001M | 1F OM1 1.6 R SC/ST 1M | PCE | 1 | 15.4
395001K2130003M | 1F OM1 2.0 R SC/ST 3M | PCE | 1 | 17.78
395001K2130002M | 1F OM1 2.0 R SC/ST 2M | PCE | 1 | 16.6
395001K2130001M | 1F OM1 2.0 R SC/ST 1M | PCE | 1 | 15.38
225401R2131001M | 1F SM 2.0 R LCA/FCU 1M | PCE | 1 | 15.52
2244E4R8831010F | 144F SM MICP LCA/SCA 10F | PCE | 115 | 5674.52
2244E4R8120010F | 144F SM MICR LCA/SCA 10F | PCE | 115 | 6572.1
224472R8120010F | 72F SM MICR LCA/SCA 10F | PCE | 115 | 3275.9
224448R8120010F | 48F SM MICR LCA/SCA 10F | PCE | 115 | 2184.18
224402R5820003F | 2F SM ZIPP LCA/SCA 3F | PCE | 1 | 37.9
224402R5120003F | 2F SM ZIPR LCA/SCA 3F | PCE | 1 | 37.86
224402R5120001M | 2F SM ZIPR LCA/SCA 1M | PCE | 1 | 37.9
224402J5112003M | 2F LBL ZIPR LCA/SCA 3M | PCE | 1 | 39.26
224402J5112002M | 2F LBL ZIPR LCA/SCA 2M | PCE | 1 | 38.62
224402J5112001M | 2F LBL ZIPR LCA/SCA 1M | PCE | 1 | 37.98
224402G5820003M | 2F ULT ZIPP LCA/SCA 3M | PCE | 1 | 39.18
224402G5820003F | 2F ULT ZIPP LCA/SCA 3F | PCE | 1 | 37.9
224402G5120006F | 2F ULT ZIPR LCA/SCA 6F | PCE | 1 | 38.36
224402G5120005M | 2F ULT ZIPR LCA/SCA 5M | PCE | 1 | 40.1
224402G5120003M | 2F ULT ZIPR LCA/SCA 3M | PCE | 1 | 39
224402G5120003F | 2F ULT ZIPR LCA/SCA 3F | PCE | 1 | 37.86
224402G5120002M | 2F ULT ZIPR LCA/SCA 2M | PCE | 1 | 38.44
224402G5120001M | 2F ULT ZIPR LCA/SCA 1M | PCE | 1 | 37.9
224402G5116005M | 2F ULT ZIPR LCA/SCA 5M | PCE | 1 | 40.24
224401R4131003M | 1F SM 900 LCA/SCA 3M | PCE | 1 | 19.38
224401R3116003M | 1F SM 1.6 R LCA/SCA 3M | PCE | 1 | 20.18
224401R3116001M | 1F SM 1.6 R LCA/SCA 1M | PCE | 1 | 19.18
224401R2831001M | 1F SM 2.0 P LCA/SCA 1M | PCE | 1 | 19.2
224401R2131006F | 1F SM 2.0 R LCA/SCA 6F | PCE | 1 | 19.54
224401R2131005M | 1F SM 2.0 R LCA/SCA 5M | PCE | 1 | 21.04
224401R2131003M | 1F SM 2.0 R LCA/SCA 3M | PCE | 1 | 20.1
224401R2131003F | 1F SM 2.0 R LCA/SCA 3F | PCE | 1 | 19.1
224401R2131002M | 1F SM 2.0 R LCA/SCA 2M | PCE | 1 | 19.62
224401R2131001M | 1F SM 2.0 R LCA/SCA 1M | PCE | 1 | 19.14
224401G2831003M | 1F ULT 2.0 P LCA/SCA 3M | PCE | 1 | 20.24
224401G2831002M | 1F ULT 2.0 P LCA/SCA 2M | PCE | 1 | 19.72
224401G2831001M | 1F ULT 2.0 P LCA/SCA 1M | PCE | 1 | 19.2
224401G2131006F | 1F ULT 2.0 R LCA/SCA 6F | PCE | 1 | 19.54
225801G2131001M | 1F ULT 2.0 R LCA/SCU 1M | PCE | 1 | 17.06
393901Q2890003M | 1F OM4 2.0 P SC/SC 3M | PCE | 1 | 26.06
393901Q2890002M | 1F OM4 2.0 P SC/SC 2M | PCE | 1 | 24.36
393901Q2890001M | 1F OM4 2.0 P SC/SC 1M | PCE | 1 | 22.64
393901K3830002M | 1F OM1 2.9 P SC/SC 2M | PCE | 1 | 24.2
393901K3830001M | 1F OM1 2.9 P SC/SC 1M | PCE | 1 | 22.58
393901K3130003M | 1F OM1 2.9 R SC/SC 3M | PCE | 1 | 24.74
393901K3130002M | 1F OM1 2.9 R SC/SC 2M | PCE | 1 | 23.46
393901K3130001M | 1F OM1 2.9 R SC/SC 1M | PCE | 1 | 22.2
393901K3116003M | 1F OM1 1.6 R SC/SC 3M | PCE | 1 | 24.68
393901K2130003F | 1F OM1 2.0 R SC/SC 3F | PCE | 1 | 22.04
227202G5120005M | 2F ULT ZIPR LCA/SCUDX 5M | PCE | 1 | 35.94
227202G5120003M | 2F ULT ZIPR LCA/SCUDX 3M | PCE | 1 | 34.84
227202G5120002M | 2F ULT ZIPR LCA/SCUDX 2M | PCE | 1 | 34.28
227202G5120001M | 2F ULT ZIPR LCA/SCUDX 1M | PCE | 1 | 33.74
226602G5120002M | 2F ULT ZIPR LCA/SCADX 2M | PCE | 1 | 38.44
226101G2131006F | 1F ULT 2.0 R LCA/ST 6F | PCE | 1 | 13.44
225802R5120001M | 2F SM ZIPR LCA/SCU 1M | PCE | 1 | 33.74
225802G5120006F | 2F ULT ZIPR LCA/SCU 6F | PCE | 1 | 34.2
225802G5120003M | 2F ULT ZIPR LCA/SCU 3M | PCE | 1 | 34.84
225802G5120001M | 2F ULT ZIPR LCA/SCU 1M | PCE | 1 | 33.74
225801R3116003M | 1F SM 1.6 R LCA/SCU 3M | PCE | 1 | 18.08
225801R3116003F | 1F SM 1.6 R LCA/SCU 3F | PCE | 1 | 17.04
225801R2131006F | 1F SM 2.0 R LCA/SCU 6F | PCE | 1 | 17.46
225801R2131003M | 1F SM 2.0 R LCA/SCU 3M | PCE | 1 | 18.02
225801R2131003F | 1F SM 2.0 R LCA/SCU 3F | PCE | 1 | 17.02
225801R2131001M | 1F SM 2.0 R LCA/SCU 1M | PCE | 1 | 17.06
225801G3116005M | 1F ULT 1.6 R LCA/SCU 5M | PCE | 1 | 19.08
225801G3116003M | 1F ULT 1.6 R LCA/SCU 3M | PCE | 1 | 18.08
225801G3116002M | 1F ULT 1.6 R LCA/SCU 2M | PCE | 1 | 17.58
225801G3116001M | 1F ULT 1.6 R LCA/SCU 1M | PCE | 1 | 17.1
225801G2131006F | 1F ULT 2.0 R LCA/SCU 6F | PCE | 1 | 17.46
225801G2131003M | 1F ULT 2.0 R LCA/SCU 3M | PCE | 1 | 18.02
225801G2131003F | 1F ULT 2.0 R LCA/SCU 3F | PCE | 1 | 17.02
225801G2131002M | 1F ULT 2.0 R LCA/SCU 2M | PCE | 1 | 17.54
181802G5120001M | 2F ULT ZIPR LCADX/LCADX 1M | PCE | 1 | 36.14
050512Q88KKD010F | 12F OM4 MICP LCDX/LCDX 10F | PCE | 1 | 409.4
050512Q88KKC010F | 12F OM4 MICP LCDX/LCDX 10F | PCE | 1 | 409.4
050512Q8FKKB003F | 12F OM4 MICR LCDX/LCDX 3F | PCE | 1 | 243.14
050512QD9KKB002M | 12F OM4 EDGP LCDX/LCDX 2M | PCE | 1 | 418.88
050512Q88KKB010F | 12F OM4 MICP LCDX/LCDX 10F | PCE | 1 | 264.82
050512Q88KKB003M | 12F OM4 MICP LCDX/LCDX 3M | PCE | 1 | 264.3
050512Q88KKB002M | 12F OM4 MICP LCDX/LCDX 2M | PCE | 1 | 253.46
050512Q8820010F | 12F OM4 MICP LCDX/LCDX 10F | PCE | 1 | 334.12
050512QD9KKB003M | 12F OM4 EDGP LCDX/LCDX 3M | PCE | 1 | 432.46
050512QD9KKB010F | 12F OM4 EDGP LCDX/LCDX 10F | PCE | 1 | 433.14
050512QD9KKF010F | 12F OM4 EDGP LCDX/LCDX 10F | PCE | 1 | 722.3
050512QD9LLB010F | 12F OM4 EDGP LCDX/LCDX 10F | PCE | 1 | 433.14
050512QD9LLD010F | 12F OM4 EDGP LCDX/LCDX 10F | PCE | 1 | 577.72
050512QD9TTD003F | 12F OM4 EDGP LCDX/LCDX 3F | PCE | 1 | 548.74
050512T8120003M | 12F OM3 MICR LCDX/LCDX 3M | PCE | 1 | 348.88
050512T8120010F | 12F OM3 MICR LCDX/LCDX 10F | PCE | 1 | 349.7
050512T81NF003M | 12F OM3 MICR LCDX/LCDX 3M | PCE | 1 | 415.56
050512Q8120003M | 12F OM4 MICR LCDX/LCDX 3M | PCE | 117 | 322.68
050512K81NF005M | 12F OM1 MICR LCDX/LCDX 5M | PCE | 1 | 433.98
050512K81NF003M | 12F OM1 MICR LCDX/LCDX 3M | PCE | 1 | 406.42
050512K8120003M | 12F OM1 MICR LCDX/LCDX 3M | PCE | 1 | 339.76
050508QD9KKB010F | 8F OM4 EDGP LCDX/LCDX 10F | PCE | 1 | 295.04
050506TD9LLD010F | 6F OM3 EDGP LCDX/LCDX 10F | PCE | 1 | 364.18
050506TD9KKB010F | 6F OM3 EDGP LCDX/LCDX 10F | PCE | 1 | 219.58
050506T8PKKB010F | 6F OM3 MICP LCDX/LCDX 10F | PCE | 1 | 138.32
050506T8820010F | 6F OM3 MICP LCDX/LCDX 10F | PCE | 1 | 162.56
050506T81NF003M | 6F OM3 MICR LCDX/LCDX 3M | PCE | 117 | 195.82
050506T8120015F | 6F OM3 MICR LCDX/LCDX 15F | PCE | 77 | 169.46
050506QD9KKF010F | 6F OM4 EDGP LCDX/LCDX 10F | PCE | 1 | 518.92
050506QD9KKD010F | 6F OM4 EDGP LCDX/LCDX 10F | PCE | 1 | 374.34
050506QD9KKB010F | 6F OM4 EDGP LCDX/LCDX 10F | PCE | 1 | 229.74
050506QD9KKB003M | 6F OM4 EDGP LCDX/LCDX 3M | PCE | 1 | 229.22
050506QD9KKB002M | 6F OM4 EDGP LCDX/LCDX 2M | PCE | 1 | 218.1
050506Q88KKC010F | 6F OM4 MICP LCDX/LCDX 10F | PCE | 1 | 278.98
050512T8820010F | 12F OM3 MICP LCDX/LCDX 10F | PCE | 1 | 324.12
050548QD9LLD010F | 48F OM4 EDGP LCDX/LCDX 10F | PCE | 1 | 1861.3
050548QD9KKD010F | 48F OM4 EDGP LCDX/LCDX 10F | PCE | 1 | 1861.3
050548QD9KKB010F | 48F OM4 EDGP LCDX/LCDX 10F | PCE | 1 | 1716.72
050548QD9KKB003M | 48F OM4 EDGP LCDX/LCDX 3M | PCE | 1 | 1714.36
050548QD9KKB002M | 48F OM4 EDGP LCDX/LCDX 2M | PCE | 1 | 1665.24
050548Q88KKB010F | 48F OM4 MICP LCDX/LCDX 10F | PCE | 1 | 1102.12
050548Q8120010F | 48F OM4 MICR LCDX/LCDX 10F | PCE | 115 | 2153.02
050532TD9KKB010F | 32F OM3 EDGP LCDX/LCDX 10F | PCE | 1 | 1107.46
050524TD9LLD010F | 24F OM3 EDGP LCDX/LCDX 10F | PCE | 1 | 968.18
050524TD9LLB010F | 24F OM3 EDGP LCDX/LCDX 10F | PCE | 1 | 823.6
050524TD9KKB010F | 24F OM3 EDGP LCDX/LCDX 10F | PCE | 1 | 823.6
050524T8FKKB001M | 24F OM3 MICR LCDX/LCDX 1M | PCE | 1 | 483.52
050524T88KKB010F | 24F OM3 MICP LCDX/LCDX 10F | PCE | 1 | 520.64
050524T8820010F | 24F OM3 MICP LCDX/LCDX 10F | PCE | 1 | 654
050524T8120010F | 24F OM3 MICR LCDX/LCDX 10F | PCE | 115 | 648.86
050524QD9LLB010F | 24F OM4 EDGP LCDX/LCDX 10F | PCE | 1 | 861.92
050524QD9KKB010F | 24F OM4 EDGP LCDX/LCDX 10F | PCE | 1 | 861.92
050524QD9KKB003M | 24F OM4 EDGP LCDX/LCDX 3M | PCE | 1 | 860.66
050524QD9KKB002M | 24F OM4 EDGP LCDX/LCDX 2M | PCE | 1 | 834.96
050524QD9KKA010F | 24F OM4 EDGP LCDX/LCDX 10F | PCE | 1 | 861.92
050524Q88KKD010F | 24F OM4 MICP LCDX/LCDX 10F | PCE | 1 | 678.08
050524Q88KKB010F | 24F OM4 MICP LCDX/LCDX 10F | PCE | 1 | 533.5
050524Q88KKB005M | 24F OM4 MICP LCDX/LCDX 5M | PCE | 1 | 578.34
050524Q88KKB003M | 24F OM4 MICP LCDX/LCDX 3M | PCE | 1 | 532.4
050524Q8190010F | 24F OM4 MICR LCDX/LCDX 10F | PCE | 115 | 801.78
050524Q8190003M | 24F OM4 MICR LCDX/LCDX 3M | PCE | 117 | 800.64
050524Q8120010F | 24F OM4 MICR LCDX/LCDX 10F | PCE | 115 | 668.44
050524Q8120003M | 24F OM4 MICR LCDX/LCDX 3M | PCE | 117 | 667.3
050512TSFVVB015F | 12F OM3 LSTR LCDX/LCDX 15F | PCE | 1 | 285.32
050512TD9LLD010F | 12F OM3 EDGP LCDX/LCDX 10F | PCE | 1 | 559.34
050512TD9KKA010F | 12F OM3 EDGP LCDX/LCDX 10F | PCE | 1 | 414.76
050512T88KKF010F | 12F OM3 MICP LCDX/LCDX 10F | PCE | 1 | 546.62
050512T88KKD010F | 12F OM3 MICP LCDX/LCDX 10F | PCE | 1 | 402.04
050512T88KKB010F | 12F OM3 MICP LCDX/LCDX 10F | PCE | 1 | 257.46
050502T5116002M | 2F OM3 ZIPR LCDX/LCDX 2M | PCE | 1 | 32.62
050502T5116001M | 2F OM3 ZIPR LCDX/LCDX 1M | PCE | 1 | 30.56
050502QSFKKB002M | 2F OM4 LSTR LCDX/LCDX 2M | PCE | 1 | 47.04
050502Q5820015F | 2F OM4 ZIPP LCDX/LCDX 15F | PCE | 1 | 41.52
050502Q5820010F | 2F OM4 ZIPP LCDX/LCDX 10F | PCE | 1 | 37.18
050502Q5820006F | 2F OM4 ZIPP LCDX/LCDX 6F | PCE | 1 | 33.72
050502Q5820005M | 2F OM4 ZIPP LCDX/LCDX 5M | PCE | 1 | 42.74
050502Q5820003M | 2F OM4 ZIPP LCDX/LCDX 3M | PCE | 1 | 37.04
050502Q5820003F | 2F OM4 ZIPP LCDX/LCDX 3F | PCE | 1 | 31.12
050502Q5820002M | 2F OM4 ZIPP LCDX/LCDX 2M | PCE | 1 | 34.2
050502Q5820001M | 2F OM4 ZIPP LCDX/LCDX 1M | PCE | 1 | 31.36
050502Q5816003M | 2F OM4 ZIPP LCDX/LCDX 3M | PCE | 117 | 37.48
050502Q5816003F | 2F OM4 ZIPP LCDX/LCDX 3F | PCE | 383 | 31.24
050502Q5816002M | 2F OM4 ZIPP LCDX/LCDX 2M | PCE | 175 | 34.5
050502Q5816001M | 2F OM4 ZIPP LCDX/LCDX 1M | PCE | 350 | 31.5
050502Q5120015F | 2F OM4 ZIPR LCDX/LCDX 15F | PCE | 1 | 40.34
050502Q5120010F | 2F OM4 ZIPR LCDX/LCDX 10F | PCE | 1 | 36.4
050502Q5120006F | 2F OM4 ZIPR LCDX/LCDX 6F | PCE | 1 | 33.24
050502Q5120005M | 2F OM4 ZIPR LCDX/LCDX 5M | PCE | 1 | 41.44
050502Q5120003M | 2F OM4 ZIPR LCDX/LCDX 3M | PCE | 1 | 36.28
050502Q5120003F | 2F OM4 ZIPR LCDX/LCDX 3F | PCE | 1 | 30.88
050502Q5120002M | 2F OM4 ZIPR LCDX/LCDX 2M | PCE | 1 | 33.68
050502Q5120001M | 2F OM4 ZIPR LCDX/LCDX 1M | PCE | 1 | 31.1
050502Q5116015F | 2F OM4 ZIPR LCDX/LCDX 15F | PCE | 77 | 40.92
050502Q5116006F | 2F OM4 ZIPR LCDX/LCDX 6F | PCE | 192 | 33.48
050502Q5116005M | 2F OM4 ZIPR LCDX/LCDX 5M | PCE | 70 | 42.1
050502Q5116003M | 2F OM4 ZIPR LCDX/LCDX 3M | PCE | 117 | 36.66
050502Q5116003F | 2F OM4 ZIPR LCDX/LCDX 3F | PCE | 383 | 31
050502Q5116002M | 2F OM4 ZIPR LCDX/LCDX 2M | PCE | 175 | 33.94
050502Q5116001M | 2F OM4 ZIPR LCDX/LCDX 1M | PCE | 350 | 31.22
050502K81NF003M | 2F OM1 MICR LCDX/LCDX 3M | PCE | 117 | 65.6
050502K5820005M | 2F OM1 ZIPP LCDX/LCDX 5M | PCE | 1 | 39.26
050502K5820003M | 2F OM1 ZIPP LCDX/LCDX 3M | PCE | 1 | 34.96
050502K5820003F | 2F OM1 ZIPP LCDX/LCDX 3F | PCE | 1 | 30.48
050502T5116003F | 2F OM3 ZIPR LCDX/LCDX 3F | PCE | 1 | 30.4
050506Q88KKB002M | 6F OM4 MICP LCDX/LCDX 2M | PCE | 1 | 128.02
050506Q81NF003M | 6F OM4 MICR LCDX/LCDX 3M | PCE | 117 | 196.58
050506Q8120010F | 6F OM4 MICR LCDX/LCDX 10F | PCE | 115 | 163.48
050506Q8120003M | 6F OM4 MICR LCDX/LCDX 3M | PCE | 117 | 163.26
050506K88NF010F | 6F OM1 MICP LCDX/LCDX 10F | PCE | 115 | 207.66
050506K8120003M | 6F OM1 MICR LCDX/LCDX 3M | PCE | 1 | 170.32
050504Q81NF003M | 4F OM4 MICR LCDX/LCDX 3M | PCE | 117 | 135.52
050504Q8120010F | 4F OM4 MICR LCDX/LCDX 10F | PCE | 115 | 113.5
050504K8820003M | 4F OM1 MICP LCDX/LCDX 3M | PCE | 117 | 110.52
050502T81NF015F | 2F OM3 MICR LCDX/LCDX 15F | PCE | 77 | 69.72
050502T8120010F | 2F OM3 MICR LCDX/LCDX 10F | PCE | 115 | 56.16
050502T8120003M | 2F OM3 MICR LCDX/LCDX 3M | PCE | 117 | 56.1
050502T5820015F | 2F OM3 ZIPP LCDX/LCDX 15F | PCE | 1 | 38.36
050502T5820010F | 2F OM3 ZIPP LCDX/LCDX 10F | PCE | 1 | 35.08
050502T5820006F | 2F OM3 ZIPP LCDX/LCDX 6F | PCE | 1 | 32.44
050502T5820005M | 2F OM3 ZIPP LCDX/LCDX 5M | PCE | 1 | 39.26
050502T5820003M | 2F OM3 ZIPP LCDX/LCDX 3M | PCE | 1 | 34.96
050502T5820003F | 2F OM3 ZIPP LCDX/LCDX 3F | PCE | 1 | 30.48
050502T5820002M | 2F OM3 ZIPP LCDX/LCDX 2M | PCE | 1 | 32.82
050502T5820001M | 2F OM3 ZIPP LCDX/LCDX 1M | PCE | 1 | 30.66
050502T5816002M | 2F OM3 ZIPP LCDX/LCDX 2M | PCE | 1 | 33.02
050502T5816001M | 2F OM3 ZIPP LCDX/LCDX 1M | PCE | 1 | 30.76
050502T5120015F | 2F OM3 ZIPR LCDX/LCDX 15F | PCE | 1 | 37.46
050502T5120010F | 2F OM3 ZIPR LCDX/LCDX 10F | PCE | 1 | 34.48
050502T5120006F | 2F OM3 ZIPR LCDX/LCDX 6F | PCE | 1 | 32.1
050502T5120005M | 2F OM3 ZIPR LCDX/LCDX 5M | PCE | 1 | 38.3
050502T5120003M | 2F OM3 ZIPR LCDX/LCDX 3M | PCE | 1 | 34.38
050502T5120003F | 2F OM3 ZIPR LCDX/LCDX 3F | PCE | 1 | 30.3
050502T5120002M | 2F OM3 ZIPR LCDX/LCDX 2M | PCE | 1 | 32.42
050502T5120001M | 2F OM3 ZIPR LCDX/LCDX 1M | PCE | 1 | 30.46
050502T5116010F | 2F OM3 ZIPR LCDX/LCDX 10F | PCE | 1 | 34.78
050502T5116006F | 2F OM3 ZIPR LCDX/LCDX 6F | PCE | 1 | 32.26
050502T5116005M | 2F OM3 ZIPR LCDX/LCDX 5M | PCE | 1 | 38.78
050502T5116003M | 2F OM3 ZIPR LCDX/LCDX 3M | PCE | 1 | 34.68
050548TD9KKB010F | 48F OM3 EDGP LCDX/LCDX 10F | PCE | 1 | 1643.2
055702Q5120010F | 2F OM4 ZIPR LCDX/SCDX 10F | PCE | 1 | 43.08
055702Q5120005M | 2F OM4 ZIPR LCDX/SCDX 5M | PCE | 1 | 48.14
055702Q5120003M | 2F OM4 ZIPR LCDX/SCDX 3M | PCE | 1 | 42.96
055702Q5120003F | 2F OM4 ZIPR LCDX/SCDX 3F | PCE | 1 | 37.56
055702Q5120002M | 2F OM4 ZIPR LCDX/SCDX 2M | PCE | 1 | 40.38
055702Q5120001M | 2F OM4 ZIPR LCDX/SCDX 1M | PCE | 1 | 37.78
055702Q5116005M | 2F OM4 ZIPR LCDX/SCDX 5M | PCE | 70 | 48.78
055702Q5116003M | 2F OM4 ZIPR LCDX/SCDX 3M | PCE | 117 | 43.36
055702Q5116002M | 2F OM4 ZIPR LCDX/SCDX 2M | PCE | 175 | 40.62
055702Q5116001M | 2F OM4 ZIPR LCDX/SCDX 1M | PCE | 350 | 37.92
055702K5820005M | 2F OM1 ZIPP LCDX/SCDX 5M | PCE | 1 | 45.96
055702K5820003M | 2F OM1 ZIPP LCDX/SCDX 3M | PCE | 1 | 41.66
055702K5820002M | 2F OM1 ZIPP LCDX/SCDX 2M | PCE | 1 | 39.5
055702K5820001M | 2F OM1 ZIPP LCDX/SCDX 1M | PCE | 1 | 37.34
055702K5116003M | 2F OM1 ZIPR LCDX/SCDX 3M | PCE | 1 | 41.36
055702K5116003F | 2F OM1 ZIPR LCDX/SCDX 3F | PCE | 1 | 37.08
055024K8130010F | 24F OM1 MICR LCDX/ST 10F | PCE | 1 | 718.7
055002T5820015F | 2F OM3 ZIPP LCDX/ST 15F | PCE | 1 | 31.48
055002T5820010F | 2F OM3 ZIPP LCDX/ST 10F | PCE | 1 | 28.2
055002T5820005M | 2F OM3 ZIPP LCDX/ST 5M | PCE | 1 | 32.4
055002T5820003M | 2F OM3 ZIPP LCDX/ST 3M | PCE | 1 | 28.08
055002T5820003F | 2F OM3 ZIPP LCDX/ST 3F | PCE | 1 | 23.6
055002T5820002M | 2F OM3 ZIPP LCDX/ST 2M | PCE | 1 | 25.94
055002T5820001M | 2F OM3 ZIPP LCDX/ST 1M | PCE | 1 | 23.78
055002T5816005M | 2F OM3 ZIPP LCDX/ST 5M | PCE | 1 | 32.92
055002T5120015F | 2F OM3 ZIPR LCDX/ST 15F | PCE | 1 | 30.58
055002T5120010F | 2F OM3 ZIPR LCDX/ST 10F | PCE | 1 | 27.6
055002T5120006F | 2F OM3 ZIPR LCDX/ST 6F | PCE | 1 | 25.22
055002T5120005M | 2F OM3 ZIPR LCDX/ST 5M | PCE | 1 | 31.42
055002T5120003M | 2F OM3 ZIPR LCDX/ST 3M | PCE | 1 | 27.5
055002T5120003F | 2F OM3 ZIPR LCDX/ST 3F | PCE | 1 | 23.42
055002T5120002M | 2F OM3 ZIPR LCDX/ST 2M | PCE | 1 | 25.54
055002T5120001M | 2F OM3 ZIPR LCDX/ST 1M | PCE | 1 | 23.6
055002T5116001M | 2F OM3 ZIPR LCDX/ST 1M | PCE | 1 | 23.68
055702Q5120015F | 2F OM4 ZIPR LCDX/SCDX 15F | PCE | 1 | 47.02
181802G5116005M | 2F ULT ZIPR LCADX/LCADX 5M | PCE | 1 | 38.48
181802G5116003M | 2F ULT ZIPR LCADX/LCADX 3M | PCE | 1 | 37.32
181802G5116003F | 2F ULT ZIPR LCADX/LCADX 3F | PCE | 1 | 36.12
181802G5116002M | 2F ULT ZIPR LCADX/LCADX 2M | PCE | 1 | 36.74
181802G5116001M | 2F ULT ZIPR LCADX/LCADX 1M | PCE | 1 | 36.16
173902Q5120002M | 2F OM4 ZIPR FC/SC 2M | PCE | 1 | 33.38
171702T5120002M | 2F OM3 ZIPR FC/FC 2M | PCE | 1 | 18.42
171701T2180002M | 1F OM3 2.0 R FC/FC 2M | PCE | 1 | 9.6
055702T5820015F | 2F OM3 ZIPP LCDX/SCDX 15F | PCE | 1 | 45.04
055702T5820010F | 2F OM3 ZIPP LCDX/SCDX 10F | PCE | 1 | 41.76
055702T5820005M | 2F OM3 ZIPP LCDX/SCDX 5M | PCE | 1 | 45.96
055702T5820003M | 2F OM3 ZIPP LCDX/SCDX 3M | PCE | 1 | 41.66
055702T5820003F | 2F OM3 ZIPP LCDX/SCDX 3F | PCE | 1 | 37.18
055702T5820002M | 2F OM3 ZIPP LCDX/SCDX 2M | PCE | 1 | 39.5
055702T5820001M | 2F OM3 ZIPP LCDX/SCDX 1M | PCE | 1 | 37.34
055702T5120015F | 2F OM3 ZIPR LCDX/SCDX 15F | PCE | 1 | 44.14
055702T5120010F | 2F OM3 ZIPR LCDX/SCDX 10F | PCE | 1 | 41.16
055702T5120006F | 2F OM3 ZIPR LCDX/SCDX 6F | PCE | 1 | 38.78
055702T5120005M | 2F OM3 ZIPR LCDX/SCDX 5M | PCE | 1 | 44.98
055702T5120003M | 2F OM3 ZIPR LCDX/SCDX 3M | PCE | 1 | 41.06
055702T5120003F | 2F OM3 ZIPR LCDX/SCDX 3F | PCE | 1 | 36.98
055702T5120002M | 2F OM3 ZIPR LCDX/SCDX 2M | PCE | 1 | 39.12
055702T5120001M | 2F OM3 ZIPR LCDX/SCDX 1M | PCE | 1 | 37.16
055702T5116005M | 2F OM3 ZIPR LCDX/SCDX 5M | PCE | 1 | 45.46
055702T5116003M | 2F OM3 ZIPR LCDX/SCDX 3M | PCE | 1 | 41.36
055702T5116002M | 2F OM3 ZIPR LCDX/SCDX 2M | PCE | 1 | 39.3
055702T5116001M | 2F OM3 ZIPR LCDX/SCDX 1M | PCE | 1 | 37.26
055702Q5820015F | 2F OM4 ZIPP LCDX/SCDX 15F | PCE | 1 | 48.22
055702Q5820010F | 2F OM4 ZIPP LCDX/SCDX 10F | PCE | 1 | 43.88
055702Q5820003M | 2F OM4 ZIPP LCDX/SCDX 3M | PCE | 1 | 43.74
055702Q5820003F | 2F OM4 ZIPP LCDX/SCDX 3F | PCE | 1 | 37.8
055702Q5820002M | 2F OM4 ZIPP LCDX/SCDX 2M | PCE | 1 | 40.9
055702Q5820001M | 2F OM4 ZIPP LCDX/SCDX 1M | PCE | 1 | 38.04
055702Q5816003M | 2F OM4 ZIPP LCDX/SCDX 3M | PCE | 117 | 44.16
055002K5116003F | 2F OM1 ZIPR LCDX/ST 3F | PCE | 1 | 23.52
055002K5116002M | 2F OM1 ZIPR LCDX/ST 2M | PCE | 1 | 25.74
055002K5116001M | 2F OM1 ZIPR LCDX/ST 1M | PCE | 1 | 23.68
053902T5820001M | 2F OM3 ZIPP LCDX/SC 1M | PCE | 1 | 37.34
053902T5120001M | 2F OM3 ZIPR LCDX/SC 1M | PCE | 1 | 37.16
053902K5120001M | 2F OM1 ZIPR LCDX/SC 1M | PCE | 1 | 37.16
051702Q5820001M | 2F OM4 ZIPP LCDX/FC 1M | PCE | 1 | 24.36
051702Q5120001M | 2F OM4 ZIPR LCDX/FC 1M | PCE | 1 | 24.1
0505E4TD9KKB010F | 144F OM3 EDGP LCDX/LCDX 10F | PCE | 1 | 4922.38
0505E4QD9KKB010F | 144F OM4 EDGP LCDX/LCDX 10F | PCE | 1 | 5142.88
0505E4QD9KKB003M | 144F OM4 EDGP LCDX/LCDX 3M | PCE | 1 | 5135.92
0505E4QD9KKB002M | 144F OM4 EDGP LCDX/LCDX 2M | PCE | 1 | 4990.96
0505E4QD9KKA010F | 144F OM4 EDGP LCDX/LCDX 10F | PCE | 1 | 5142.88
0505E4Q88KKD010F | 144F OM4 MICP LCDX/LCDX 10F | PCE | 1 | 3475.52
0505E4Q8120010F | 144F OM4 MICR LCDX/LCDX 10F | PCE | 115 | 6519.86
050596TD9KKB010F | 96F OM3 EDGP LCDX/LCDX 10F | PCE | 1 | 3286.5
050596QD9LLD010F | 96F OM4 EDGP LCDX/LCDX 10F | PCE | 1 | 3578.1
050596QD9KKD010F | 96F OM4 EDGP LCDX/LCDX 10F | PCE | 1 | 3578.1
050596QD9KKC010F | 96F OM4 EDGP LCDX/LCDX 10F | PCE | 1 | 3578.1
050596QD9KKB010F | 96F OM4 EDGP LCDX/LCDX 10F | PCE | 1 | 3433.52
050596QD9KKB002M | 96F OM4 EDGP LCDX/LCDX 2M | PCE | 1 | 3330.56
050596Q88LLB010F | 96F OM4 MICP LCDX/LCDX 10F | PCE | 1 | 2225.62
050596Q88KKD010F | 96F OM4 MICP LCDX/LCDX 10F | PCE | 1 | 2370.22
050596Q88KKB010F | 96F OM4 MICP LCDX/LCDX 10F | PCE | 1 | 2225.62
050572TD9KKB010F | 72F OM3 EDGP LCDX/LCDX 10F | PCE | 1 | 2467.48
050572QD9LLB010F | 72F OM4 EDGP LCDX/LCDX 10F | PCE | 1 | 2577.76
050572QD9KKB010F | 72F OM4 EDGP LCDX/LCDX 10F | PCE | 1 | 2577.76
050572QD9KKB003M | 72F OM4 EDGP LCDX/LCDX 3M | PCE | 1 | 2574.18
050572QD9KKB002M | 72F OM4 EDGP LCDX/LCDX 2M | PCE | 1 | 2499.62
050572QD9KKA010F | 72F OM4 EDGP LCDX/LCDX 10F | PCE | 1 | 2577.76
050572Q88KKB010F | 72F OM4 MICP LCDX/LCDX 10F | PCE | 1 | 1665.82
050548TD9LLF010F | 48F OM3 EDGP LCDX/LCDX 10F | PCE | 1 | 1932.36
050548TD9LLD010F | 48F OM3 EDGP LCDX/LCDX 10F | PCE | 1 | 1787.78
050548TD9LLC010F | 48F OM3 EDGP LCDX/LCDX 10F | PCE | 1 | 1787.78
055002K5116003M | 2F OM1 ZIPR LCDX/ST 3M | PCE | 1 | 27.8
055002Q5820015F | 2F OM4 ZIPP LCDX/ST 15F | PCE | 1 | 34.64
055002Q5820010F | 2F OM4 ZIPP LCDX/ST 10F | PCE | 1 | 30.32
055002Q5820005M | 2F OM4 ZIPP LCDX/ST 5M | PCE | 1 | 35.86
055002Q5820003M | 2F OM4 ZIPP LCDX/ST 3M | PCE | 1 | 30.16
055002Q5820003F | 2F OM4 ZIPP LCDX/ST 3F | PCE | 1 | 24.24
055002Q5820002M | 2F OM4 ZIPP LCDX/ST 2M | PCE | 1 | 27.34
055002Q5820001M | 2F OM4 ZIPP LCDX/ST 1M | PCE | 1 | 24.48
055002Q5120010F | 2F OM4 ZIPR LCDX/ST 10F | PCE | 1 | 29.52
055002Q5120006F | 2F OM4 ZIPR LCDX/ST 6F | PCE | 1 | 26.36
055002Q5120005M | 2F OM4 ZIPR LCDX/ST 5M | PCE | 1 | 34.58
055002Q5120003M | 2F OM4 ZIPR LCDX/ST 3M | PCE | 1 | 29.4
055002Q5120003F | 2F OM4 ZIPR LCDX/ST 3F | PCE | 1 | 24
055002Q5120002M | 2F OM4 ZIPR LCDX/ST 2M | PCE | 1 | 26.82
055002Q5120001M | 2F OM4 ZIPR LCDX/ST 1M | PCE | 1 | 24.22
055002Q5116003M | 2F OM4 ZIPR LCDX/ST 3M | PCE | 117 | 29.8
055002Q5116002M | 2F OM4 ZIPR LCDX/ST 2M | PCE | 175 | 27.06
055002Q5116001M | 2F OM4 ZIPR LCDX/ST 1M | PCE | 350 | 24.36
055002K9120015F | 2F OM1 DFXR LCDX/ST 15F | PCE | 1 | 35.58
055002K9120003M | 2F OM1 DFXR LCDX/ST 3M | PCE | 1 | 33.5
055002K9120003F | 2F OM1 DFXR LCDX/ST 3F | PCE | 1 | 30.74
055002K5820005M | 2F OM1 ZIPP LCDX/ST 5M | PCE | 1 | 32.4
055002K5820003M | 2F OM1 ZIPP LCDX/ST 3M | PCE | 1 | 28.08
055002K5820003F | 2F OM1 ZIPP LCDX/ST 3F | PCE | 1 | 23.6
055002K5820002M | 2F OM1 ZIPP LCDX/ST 2M | PCE | 1 | 25.94
055002K5820001M | 2F OM1 ZIPP LCDX/ST 1M | PCE | 1 | 23.78
055002K5120015F | 2F OM1 ZIPR LCDX/ST 15F | PCE | 1 | 30.58
055002K5120010F | 2F OM1 ZIPR LCDX/ST 10F | PCE | 1 | 27.6
055002K5120006F | 2F OM1 ZIPR LCDX/ST 6F | PCE | 1 | 25.22
055002K5120005M | 2F OM1 ZIPR LCDX/ST 5M | PCE | 1 | 31.42
055002K5120003M | 2F OM1 ZIPR LCDX/ST 3M | PCE | 1 | 27.5
055002K5120003F | 2F OM1 ZIPR LCDX/ST 3F | PCE | 1 | 23.42
055002K5120002M | 2F OM1 ZIPR LCDX/ST 2M | PCE | 1 | 25.54
055002K5120001M | 2F OM1 ZIPR LCDX/ST 1M | PCE | 1 | 23.6
055002K5116006F | 2F OM1 ZIPR LCDX/ST 6F | PCE | 1 | 25.4
434301EB1TD600F-P | SST OTAP/OTAP 1F TONE,600F | PCE | 1 | 298.44
434301EB1TD600F | SST OTAP/OTAP 1F TONE,600F | PCE | 3 | 291.86
434301EB1TD550F-P | SST OTAP/OTAP 1F TONE,550F | PCE | 1 | 254.78
434301EB1TD650F-P | SST OTAP/OTAP 1F TONE,650F | PCE | 1 | 312.48
434301EB1TD700F | SST OTAP/OTAP 1F TONE,700F | PCE | 3 | 319.92
434301EB1TD700F-P | SST OTAP/OTAP 1F TONE,700F | PCE | 1 | 326.5
434301EB1TD750F | SST OTAP/OTAP 1F TONE,750F | PCE | 1 | 333.94
434301EB1TD500F-P | SST OTAP/OTAP 1F TONE,500F | PCE | 1 | 240.72
434301EB1TD450F-P | SST OTAP/OTAP 1F TONE,450F | PCE | 1 | 226.72
434301EB1TD450F | SST OTAP/OTAP 1F TONE,450F | PCE | 5 | 220.14
434301EB1TD400F-P | SST OTAP/OTAP 1F TONE,400F | PCE | 1 | 212.68
434301EB1TD350F-P | SST OTAP/OTAP 1F TONE,350F | PCE | 1 | 184.58
434301EB1TD300F-P | SST OTAP/OTAP 1F TONE,300F | PCE | 1 | 171.88
434301EB1TD275F-P | SST OTAP/OTAP 1F TONE,275F | PCE | 1 | 146.7
434301EB1TD750F-P | SST OTAP/OTAP 1F TONE,750F | PCE | 1 | 340.54
434301EB1TD800F-P | SST OTAP/OTAP 1F TONE,800F | PCE | 1 | 354.56
434301EB1TD850F-P | SST OTAP/OTAP 1F TONE,850F | PCE | 1 | 368.6
434301EB1TD900F-P | SST OTAP/OTAP 1F TONE,900F | PCE | 1 | 382.62
434301EB1TD950F-P | SST OTAP/OTAP 1F TONE,950F | PCE | 1 | 396.66
434301EB1TDA00F-P | SST OTAP/OTAP 1F TONE,A00F | PCE | 1 | 410.68
434301EB1TDC00F-P | SST OTAP/OTAP 1F TONE,C00F | PCE | 1 | 470.74
434301EB1TDC50F-P | SST OTAP/OTAP 1F TONE,C50F | PCE | 1 | 484.8
434301EB1TDF00F-P | SST OTAP/OTAP 1F TONE,F00F | PCE | 1 | 554.92
434301EB1TDL00F-P | SST OTAP/OTAP 1F TONE,L00F | PCE | 1 | 695.22
434301EB1TDR00F | SST OTAP/OTAP 1F TONE,R00F | PCE | 6 | 1026.52
434301EB1TDR00F-P | SST OTAP/OTAP 1F TONE,R00F | PCE | 1 | 1033.1
434301EB1TR050F-P | ROC OTAP/OTAP 1F TONE,050F | PCE | 1 | 89.16
434301EB1TR100F-P | ROC OTAP/OTAP 1F TONE,100F | PCE | 1 | 101.5
434301EB1TR150F-P | ROC OTAP/OTAP 1F TONE,150F | PCE | 1 | 113.8
004802EB1TD500F-P | SST PGTLINLINE 2F TONE,500F | PCE | 1 | 577.72
004802EB1TD600F-P | SST PGTLINLINE 2F TONE,600F | PCE | 1 | 671.18
004802EB1TD700F | SST PGTLINLINE 2F TONE,700F | PCE | 3 | 719.36
004802EB1TD700F-P | SST PGTLINLINE 2F TONE,700F | PCE | 1 | 727.6
004802EB1TD900F-P | SST PGTLINLINE 2F TONE,900F | PCE | 1 | 840.42
004802EB1TDA00F | SST PGTLINLINE 2F TONE,A00F | PCE | 1 | 888.56
004802EB1TDA00F-P | SST PGTLINLINE 2F TONE,A00F | PCE | 1 | 896.8
00D101EB19R500F | ROC PLOK PGTL 1F TONE,500F | PCE | 8 | 202.08
00D101EB19RA00F | ROC PLOK PGTL 1F TONE,A00F | PCE | 6 | 365.56
00D101EB49R050M-P | ROC PLOK PGTL 1F DIEL,050M | PCE | 1 | 88.16
00D101EB49R100F-Z | ROC PLOK PGTL 1F DIEL,100F | PCE | 50 | 139.92
00D101EB49R100M-P | ROC PLOK PGTL 1F DIEL,100M | PCE | 1 | 143.08
00D101EB49R150M-P | ROC PLOK PGTL 1F DIEL,150M | PCE | 1 | 192.06
00D101UB4JR050M-P | ROC PLOK PGTL 1F DIEL,050M | PCE | 1 | 118.08
00D101UB4JR100M-P | ROC PLOK PGTL 1F DIEL,100M | PCE | 1 | 202.86
00D101UB4JR150M-P | ROC PLOK PGTL 1F DIEL,150M | PCE | 1 | 284.84
434301EB1TD050F-P | SST OTAP/OTAP 1F TONE,050F | PCE | 1 | 89.56
434301EB1TD075F-P | SST OTAP/OTAP 1F TONE,075F | PCE | 1 | 95.88
434301EB1TD100F-P | SST OTAP/OTAP 1F TONE,100F | PCE | 1 | 102.24
434301EB1TD120F | SST OTAP/OTAP 1F TONE,120F | PCE | 15 | 101.06
434301EB1TD125F-P | SST OTAP/OTAP 1F TONE,125F | PCE | 1 | 108.6
434301EB1TD150F | SST OTAP/OTAP 1F TONE,150F | PCE | 12 | 108.68
434301EB1TD150F-P | SST OTAP/OTAP 1F TONE,150F | PCE | 1 | 114.96
434301EB1TD175F-P | SST OTAP/OTAP 1F TONE,175F | PCE | 1 | 121.3
434301EB1TD180F | SST OTAP/OTAP 1F TONE,180F | PCE | 10 | 116.3
434301EB1TD200F-P | SST OTAP/OTAP 1F TONE,200F | PCE | 1 | 127.64
434301EB1TD225F-P | SST OTAP/OTAP 1F TONE,225F | PCE | 1 | 134
434301EB1TD250F | SST OTAP/OTAP 1F TONE,250F | PCE | 8 | 134.08
434301EB1TD250F-P | SST OTAP/OTAP 1F TONE,250F | PCE | 1 | 140.36
434301EB4FD400F-P | SST OTAP/OTAP 1F DIEL,400F | PCE | 1 | 199.28
434301EB4FD500F-P | SST OTAP/OTAP 1F DIEL,500F | PCE | 1 | 224.48
434301EB4FD550F-P | SST OTAP/OTAP 1F DIEL,550F | PCE | 1 | 237.08
434301EB4FD750F | SST OTAP/OTAP 1F DIEL,750F | PCE | 1 | 310.54
434301EB4FD750F-P | SST OTAP/OTAP 1F DIEL,750F | PCE | 1 | 317.14
434301EB4FD800F | SST OTAP/OTAP 1F DIEL,800F | PCE | 1 | 323.12
434301EB4FDL00F-P | SST OTAP/OTAP 1F DIEL,L00F | PCE | 1 | 636.08
434301EB4FR006F-P | ROC OTAP/OTAP 1F DIEL,006F | PCE | 1 | 76.28
434301EB4FR050F-P | ROC OTAP/OTAP 1F DIEL,050F | PCE | 1 | 85.96
434301EB4FR100F-P | ROC OTAP/OTAP 1F DIEL,100F | PCE | 1 | 96.96
434301EB4FR300F-P | ROC OTAP/OTAP 1F DIEL,300F | PCE | 1 | 159.78
434301EB4FR350F | ROC OTAP/OTAP 1F DIEL,350F | PCE | 15 | 164.52
434301EB4FR350F-P | ROC OTAP/OTAP 1F DIEL,350F | PCE | 1 | 170.78
434301EB4FR400F-P | ROC OTAP/OTAP 1F DIEL,400F | PCE | 1 | 196.4
434301EB4FR500F-P | ROC OTAP/OTAP 1F DIEL,500F | PCE | 1 | 220.9
434301EB4FR750F-P | ROC OTAP/OTAP 1F DIEL,750F | PCE | 1 | 311.78
434301EB4FRA00F-P | ROC OTAP/OTAP 1F DIEL,A00F | PCE | 1 | 372.98
434401EB1H2050F-P | SST OTAP/SCA 1F TONE,050F | PCE | 1 | 88
434401EB1H2075F-P | SST OTAP/SCA 1F TONE,075F | PCE | 1 | 94.34
434401EB1H2100F | SST OTAP/SCA 1F TONE,100F | PCE | 18 | 94.42
434401EB1H2100F-P | SST OTAP/SCA 1F TONE,100F | PCE | 1 | 100.7
434401EB1H2125F-P | SST OTAP/SCA 1F TONE,125F | PCE | 1 | 107.06
434401EB1H2150F | SST OTAP/SCA 1F TONE,150F | PCE | 12 | 107.14
434401EB1H2150F-P | SST OTAP/SCA 1F TONE,150F | PCE | 1 | 113.42
434401EB1H2175F-P | SST OTAP/SCA 1F TONE,175F | PCE | 1 | 119.74
434401EB1H2200F | SST OTAP/SCA 1F TONE,200F | PCE | 10 | 119.82
434401EB1H2200F-P | SST OTAP/SCA 1F TONE,200F | PCE | 1 | 126.1
434401EB1H2250F | SST OTAP/SCA 1F TONE,250F | PCE | 8 | 132.54
434401EB1H2250F-P | SST OTAP/SCA 1F TONE,250F | PCE | 1 | 138.82
434301EB1TR200F-P | ROC OTAP/OTAP 1F TONE,200F | PCE | 1 | 126.12
434301EB1TR250F-P | ROC OTAP/OTAP 1F TONE,250F | PCE | 1 | 138.46
434301EB1TR300F-P | ROC OTAP/OTAP 1F TONE,300F | PCE | 1 | 169.6
434301EB1TR350F-P | ROC OTAP/OTAP 1F TONE,350F | PCE | 1 | 181.9
434301EB1TR400F-P | ROC OTAP/OTAP 1F TONE,400F | PCE | 1 | 209.48
434301EB1TR450F-P | ROC OTAP/OTAP 1F TONE,450F | PCE | 1 | 223.12
434301EB1TR500F-P | ROC OTAP/OTAP 1F TONE,500F | PCE | 1 | 236.74
434301EB1TR550F-P | ROC OTAP/OTAP 1F TONE,550F | PCE | 1 | 250.36
434301EB1TR600F-P | ROC OTAP/OTAP 1F TONE,600F | PCE | 1 | 293.64
434301EB1TR650F-P | ROC OTAP/OTAP 1F TONE,650F | PCE | 1 | 307.28
434301EB1TR700F-P | ROC OTAP/OTAP 1F TONE,700F | PCE | 1 | 320.88
434301EB1TR750F-P | ROC OTAP/OTAP 1F TONE,750F | PCE | 1 | 334.54
434301EB1TR800F-P | ROC OTAP/OTAP 1F TONE,800F | PCE | 1 | 348.16
434301EB1TRA00F-P | ROC OTAP/OTAP 1F TONE,A00F | PCE | 1 | 402.66
434301EB4FD025M | SST OTAP/OTAP 1F DIEL,025M | PCE | 15 | 87.3
434301EB4FD050F-P | SST OTAP/OTAP 1F DIEL,050F | PCE | 1 | 86.3
434301EB4FD060F | SST OTAP/OTAP 1F DIEL,060F | PCE | 20 | 82.3
434301EB4FD075F-P | SST OTAP/OTAP 1F DIEL,075F | PCE | 1 | 91.98
434301EB4FD090F | SST OTAP/OTAP 1F DIEL,090F | PCE | 15 | 89.1
434301EB4FD090F-P | SST OTAP/OTAP 1F DIEL,090F | PCE | 1 | 95.36
434301EB4FD100F-P | SST OTAP/OTAP 1F DIEL,100F | PCE | 1 | 97.64
434301EB4FD120F-P | SST OTAP/OTAP 1F DIEL,120F | PCE | 1 | 102.18
434301EB4FD150F-P | SST OTAP/OTAP 1F DIEL,150F | PCE | 1 | 108.98
434301EB4FD180F | SST OTAP/OTAP 1F DIEL,180F | PCE | 15 | 109.52
434301EB4FD200F-P | SST OTAP/OTAP 1F DIEL,200F | PCE | 1 | 120.34
434301EB4FD250F | SST OTAP/OTAP 1F DIEL,250F | PCE | 8 | 125.4
434301EB4FD250F-P | SST OTAP/OTAP 1F DIEL,250F | PCE | 1 | 131.66
434301EB4FD300F-P | SST OTAP/OTAP 1F DIEL,300F | PCE | 1 | 161.84
434301EB4FD350F-P | SST OTAP/OTAP 1F DIEL,350F | PCE | 1 | 173.16
004301EB4FD650F | SST OTAP PGTL 1F DIEL,650F | PCE | 5 | 259.1
004301EB4FD750F-P | SST OTAP PGTL 1F DIEL,750F | PCE | 1 | 290.9
004301EB4FD800F-P | SST OTAP PGTL 1F DIEL,800F | PCE | 1 | 303.48
004301EB4FDA00F | SST OTAP PGTL 1F DIEL,A00F | PCE | 1 | 347.3
004301EB4FDA00F-P | SST OTAP PGTL 1F DIEL,A00F | PCE | 1 | 353.88
004301EB4FDC00F-P | SST OTAP PGTL 1F DIEL,C00F | PCE | 1 | 408.24
004301EB4FDC50F-P | SST OTAP PGTL 1F DIEL,C50F | PCE | 1 | 420.84
004301EB4FDF00F-P | SST OTAP PGTL 1F DIEL,F00F | PCE | 1 | 483.86
004301EB4FDL00F-P | SST OTAP PGTL 1F DIEL,L00F | PCE | 1 | 609.84
004301EB4FDR00F-P | SST OTAP PGTL 1F DIEL,R00F | PCE | 1 | 933.46
004301EB4FR050F-P | ROC OTAP PGTL 1F DIEL,050F | PCE | 1 | 60.98
004301EB4FR100F-P | ROC OTAP PGTL 1F DIEL,100F | PCE | 1 | 71.96
004301EB4FR100M | ROC OTAP PGTL 1F DIEL,100M | PCE | 15 | 134.72
004301EB4FR150F-P | ROC OTAP PGTL 1F DIEL,150F | PCE | 1 | 82.98
004301EB4FR150M | ROC OTAP PGTL 1F DIEL,150M | PCE | 10 | 186.16
004301EB4FR200F | ROC OTAP PGTL 1F DIEL,200F | PCE | 30 | 87.72
004301EB4FR200F-P | ROC OTAP PGTL 1F DIEL,200F | PCE | 1 | 93.98
004301EB4FR250F-P | ROC OTAP PGTL 1F DIEL,250F | PCE | 1 | 104.98
004301EB4FR300F-P | ROC OTAP PGTL 1F DIEL,300F | PCE | 1 | 134.8
004301EB4FR350F-P | ROC OTAP PGTL 1F DIEL,350F | PCE | 1 | 145.8
004301EB4FR400F-P | ROC OTAP PGTL 1F DIEL,400F | PCE | 1 | 170.16
004301EB4FR500F | ROC OTAP PGTL 1F DIEL,500F | PCE | 10 | 188.08
004301EB4FR500F-P | ROC OTAP PGTL 1F DIEL,500F | PCE | 1 | 194.66
004301EB4FR600F-P | ROC OTAP PGTL 1F DIEL,600F | PCE | 1 | 248.78
004301EB4FR700F-P | ROC OTAP PGTL 1F DIEL,700F | PCE | 1 | 273.26
004301EB4FR750F-P | ROC OTAP PGTL 1F DIEL,750F | PCE | 1 | 285.54
004301EB4FR800F-P | ROC OTAP PGTL 1F DIEL,800F | PCE | 1 | 297.76
004301EB4FR900F-P | ROC OTAP PGTL 1F DIEL,900F | PCE | 1 | 322.24
004301EB4FRA00F | ROC OTAP PGTL 1F DIEL,A00F | PCE | 6 | 340.16
004301EB49RA00F-P | ROC OTAP PGTL 1F DIEL,A00F | PCE | 1 | 346.74
004301EB49RC00F | ROC OTAP PGTL 1F DIEL,C00F | PCE | 5 | 393.08
004301EB49RC00F-P | ROC OTAP PGTL 1F DIEL,C00F | PCE | 1 | 399.66
004301EB49RD50F | ROC OTAP PGTL 1F DIEL,D50F | PCE | 4 | 429.82
004301EB49RF00F-P | ROC OTAP PGTL 1F DIEL,F00F | PCE | 1 | 473.12
004301EB49RG50F | ROC OTAP PGTL 1F DIEL,G50F | PCE | 6 | 503.28
004301EB49RJ00F-P | ROC OTAP PGTL 1F DIEL,J00F | PCE | 1 | 546.58
004301EB49RL00F-P | ROC OTAP PGTL 1F DIEL,L00F | PCE | 1 | 595.56
004301EB4FD050M-P | SST OTAP PGTL 1F DIEL,050M | PCE | 1 | 87.2
004301EB4FD075F | SST OTAP PGTL 1F DIEL,075F | PCE | 20 | 60.72
004301EB4FD100F-P | SST OTAP PGTL 1F DIEL,100F | PCE | 1 | 72.66
004301EB4FD100M | SST OTAP PGTL 1F DIEL,100M | PCE | 8 | 136.94
004301EB4FD150F-P | SST OTAP PGTL 1F DIEL,150F | PCE | 1 | 84
004301EB4FD150M | SST OTAP PGTL 1F DIEL,150M | PCE | 5 | 189.66
004301EB4FD175F-P | SST OTAP PGTL 1F DIEL,175F | PCE | 1 | 89.68
004301EB4FD200F | SST OTAP PGTL 1F DIEL,200F | PCE | 15 | 89.08
004301EB4FD200F-P | SST OTAP PGTL 1F DIEL,200F | PCE | 1 | 95.34
004301EB4FD200M | SST OTAP PGTL 1F DIEL,200M | PCE | 5 | 260.64
004301EB4FD225F-P | SST OTAP PGTL 1F DIEL,225F | PCE | 1 | 101.02
004301EB4FD250F-P | SST OTAP PGTL 1F DIEL,250F | PCE | 1 | 106.68
004301EB4FD300F | SST OTAP PGTL 1F DIEL,300F | PCE | 8 | 130.58
004301EB4FD300F-P | SST OTAP PGTL 1F DIEL,300F | PCE | 1 | 136.84
004301EB4FD350F | SST OTAP PGTL 1F DIEL,350F | PCE | 5 | 141.9
004301EB4FD350F-P | SST OTAP PGTL 1F DIEL,350F | PCE | 1 | 148.18
004301EB4FD400F-P | SST OTAP PGTL 1F DIEL,400F | PCE | 1 | 173.04
004301EB4FD500F | SST OTAP PGTL 1F DIEL,500F | PCE | 5 | 191.66
004301EB4FD500F-P | SST OTAP PGTL 1F DIEL,500F | PCE | 1 | 198.24
004301EB4FD500M | SST OTAP PGTL 1F DIEL,500M | PCE | 6 | 512.66
004301EB4FD600F-P | SST OTAP PGTL 1F DIEL,600F | PCE | 1 | 253.06
004301UB1TD750F-P | SST OTAP PGTL 1F TONE,750F | PCE | 1 | 453.02
004301UB1TD800F-P | SST OTAP PGTL 1F TONE,800F | PCE | 1 | 476.36
004301UB1TDA00F-P | SST OTAP PGTL 1F TONE,A00F | PCE | 1 | 569.74
004301UB49D100F-P | SST OTAP PGTL 1F DIEL,100F | PCE | 1 | 114.4
004301UB4FD025F | SST OTAP PGTL 1F DIEL,025F | PCE | 40 | 54.04
004301UB4FD100F-P | SST OTAP PGTL 1F DIEL,100F | PCE | 1 | 91.4
004301UB4FD200F-P | SST OTAP PGTL 1F DIEL,200F | PCE | 1 | 132.82
004301UB4FD250F-P | SST OTAP PGTL 1F DIEL,250F | PCE | 1 | 153.52
004301UB4FD300F-P | SST OTAP PGTL 1F DIEL,300F | PCE | 1 | 193.06
004302JB1TD030M-P | SST OTAP PGTL 2F TONE,030M | PCE | 1 | 157.62
004302JB1TD050M-P | SST OTAP PGTL 2F TONE,050M | PCE | 1 | 209.02
004302JB1TD100F-P | SST OTAP PGTL 2F TONE,100F | PCE | 1 | 158.84
004302JB4FD040M-P | SST OTAP PGTL 2F DIEL,040M | PCE | 1 | 174.66
004302JB4FD300F-P | SST OTAP PGTL 2F DIEL,300F | PCE | 1 | 316.96
004801EB1TD200F-P | SST PGTLINLINE 1F TONE,200F | PCE | 1 | 216.94
004801EB1TD300F | SST PGTLINLINE 1F TONE,300F | PCE | 5 | 264.36
004801EB1TD300F-P | SST PGTLINLINE 1F TONE,300F | PCE | 1 | 272.2
004801EB1TD500F-P | SST PGTLINLINE 1F TONE,500F | PCE | 1 | 361.26
004801EB1TD600F-P | SST PGTLINLINE 1F TONE,600F | PCE | 1 | 433.42
004801EB1TD700F | SST PGTLINLINE 1F TONE,700F | PCE | 3 | 460.28
004801EB1TD700F-P | SST PGTLINLINE 1F TONE,700F | PCE | 1 | 468.5
004801EB1TD900F-P | SST PGTLINLINE 1F TONE,900F | PCE | 1 | 538.68
004801EB1TDA00F | SST PGTLINLINE 1F TONE,A00F | PCE | 1 | 565.52
004801EB1TDA00F-P | SST PGTLINLINE 1F TONE,A00F | PCE | 1 | 573.76
004802EB1TD100F-P | SST PGTLINLINE 2F TONE,100F | PCE | 1 | 310
004802EB1TD200F-P | SST PGTLINLINE 2F TONE,200F | PCE | 1 | 362.1
004802EB1TD300F | SST PGTLINLINE 2F TONE,300F | PCE | 5 | 429.84
004802EB1TD300F-P | SST PGTLINLINE 2F TONE,300F | PCE | 1 | 437.68
004802EB1TD400F-P | SST PGTLINLINE 2F TONE,400F | PCE | 1 | 521.3
004301EB4FRA00F-P | ROC OTAP PGTL 1F DIEL,A00F | PCE | 1 | 346.74
004301EB4FRB00F-P | ROC OTAP PGTL 1F DIEL,B00F | PCE | 1 | 375.18
004301EB4FRC00F-P | ROC OTAP PGTL 1F DIEL,C00F | PCE | 1 | 399.66
004301EB4FRE00F-P | ROC OTAP PGTL 1F DIEL,E00F | PCE | 1 | 448.64
004301EB4FRF00F | ROC OTAP PGTL 1F DIEL,F00F | PCE | 4 | 466.54
004301EB4FRF00F-P | ROC OTAP PGTL 1F DIEL,F00F | PCE | 1 | 473.12
004301EB4FRG00F-P | ROC OTAP PGTL 1F DIEL,G00F | PCE | 1 | 497.62
004301EB4FRJ00F-P | ROC OTAP PGTL 1F DIEL,J00F | PCE | 1 | 546.58
004301EB4FRL00F | ROC OTAP PGTL 1F DIEL,L00F | PCE | 6 | 588.98
004301EB4FRL00F-P | ROC OTAP PGTL 1F DIEL,L00F | PCE | 1 | 595.56
004301EB4FRR00F | ROC OTAP PGTL 1F DIEL,R00F | PCE | 6 | 909
004301EB4FRR00F-P | ROC OTAP PGTL 1F DIEL,R00F | PCE | 1 | 915.58
004301EB4FRW00F-P | ROC OTAP PGTL 1F DIEL,W00F | PCE | 1 | 1038.02
004301UB1TD050F-P | SST OTAP PGTL 1F TONE,050F | PCE | 1 | 72.5
004301UB1TD100F | SST OTAP PGTL 1F TONE,100F | PCE | 18 | 87.8
004301UB1TD100F-P | SST OTAP PGTL 1F TONE,100F | PCE | 1 | 94.06
004301UB1TD150F-P | SST OTAP PGTL 1F TONE,150F | PCE | 1 | 115.62
004301UB1TD200F | SST OTAP PGTL 1F TONE,200F | PCE | 10 | 130.94
004301UB1TD200F-P | SST OTAP PGTL 1F TONE,200F | PCE | 1 | 137.2
004301UB1TD250F-P | SST OTAP PGTL 1F TONE,250F | PCE | 1 | 158.78
004301UB1TD300F | SST OTAP PGTL 1F TONE,300F | PCE | 5 | 192.9
004301UB1TD300F-P | SST OTAP PGTL 1F TONE,300F | PCE | 1 | 199.18
004301UB1TD400F | SST OTAP PGTL 1F TONE,400F | PCE | 5 | 253.38
004301UB1TD400F-P | SST OTAP PGTL 1F TONE,400F | PCE | 1 | 259.96
004301UB1TD500F | SST OTAP PGTL 1F TONE,500F | PCE | 5 | 300.08
004301UB1TD500F-P | SST OTAP PGTL 1F TONE,500F | PCE | 1 | 306.66
004301UB1TD600F-P | SST OTAP PGTL 1F TONE,600F | PCE | 1 | 383
004301UB1TD700F | SST OTAP PGTL 1F TONE,700F | PCE | 3 | 423.08
004301UB1TD700F-P | SST OTAP PGTL 1F TONE,700F | PCE | 1 | 429.66
434401EBPTS125F | SST OTAP/SCA 1F TONE,125F | PCE | 15 | 124
434401EBPTS125F-P | SST OTAP/SCA 1F TONE,125F | PCE | 1 | 130.26
434401EBPTS150F | SST OTAP/SCA 1F TONE,150F | PCE | 12 | 130.34
434401EBPTS150F-P | SST OTAP/SCA 1F TONE,150F | PCE | 1 | 136.62
434401EBPTS200F | SST OTAP/SCA 1F TONE,200F | PCE | 10 | 143.04
434401EBPTS200F-P | SST OTAP/SCA 1F TONE,200F | PCE | 1 | 149.32
434401EBPTS300F | SST OTAP/SCA 1F TONE,300F | PCE | 5 | 187.26
434401EBPTS300F-P | SST OTAP/SCA 1F TONE,300F | PCE | 1 | 193.54
434401EBPTS350F | SST OTAP/SCA 1F TONE,350F | PCE | 5 | 199.98
434401EBPTS400F | SST OTAP/SCA 1F TONE,400F | PCE | 5 | 228.84
434401EBPTS750F-P | SST OTAP/SCA 1F TONE,750F | PCE | 1 | 363.28
434401EBPTSA00F | SST OTAP/SCA 1F TONE,A00F | PCE | 1 | 426.84
434401EBPTSF00F | SST OTAP/SCA 1F TONE,F00F | PCE | 1 | 571.08
434401EBPTSL00F | SST OTAP/SCA 1F TONE,L00F | PCE | 6 | 711.38
434401UB4H3010M-P | SST OTAP/SCA 1F DIEL,010M | PCE | 1 | 87.94
434401UB4H3030M-P | SST OTAP/SCA 1F DIEL,030M | PCE | 1 | 115.12
434401UB4H3050F-P | SST OTAP/SCA 1F DIEL,050F | PCE | 1 | 95.06
434401UB4H3100F-P | SST OTAP/SCA 1F DIEL,100F | PCE | 1 | 115.78
434801EB4FD025F | SST OTAP/INLINE 1F DIEL,025F | PCE | 40 | 181.28
434801EB4FD050F | SST OTAP/INLINE 1F DIEL,050F | PCE | 30 | 188.36
434801EB4FD050F-P | SST OTAP/INLINE 1F DIEL,050F | PCE | 1 | 196.2
434801EB4FD075F | SST OTAP/INLINE 1F DIEL,075F | PCE | 20 | 195.48
434801EB4FD075F-P | SST OTAP/INLINE 1F DIEL,075F | PCE | 1 | 203.32
434801EB4FD100F | SST OTAP/INLINE 1F DIEL,100F | PCE | 15 | 202.56
434801EB4FD150F | SST OTAP/INLINE 1F DIEL,150F | PCE | 15 | 216.72
434801EB4FD200F | SST OTAP/INLINE 1F DIEL,200F | PCE | 15 | 230.92
434801EB4FD250F | SST OTAP/INLINE 1F DIEL,250F | PCE | 8 | 245.08
434801EB4FD300F-P | SST OTAP/INLINE 1F DIEL,300F | PCE | 1 | 290.64
434801EB4FD350F-P | SST OTAP/INLINE 1F DIEL,350F | PCE | 1 | 304.8
434401EBPFR300F | ROC OTAP/SCA 1F DIEL,300F | PCE | 15 | 177.06
434401EBPFR300F-P | ROC OTAP/SCA 1F DIEL,300F | PCE | 1 | 183.34
434401EBPFR500F | ROC OTAP/SCA 1F DIEL,500F | PCE | 10 | 239.04
434401EBPFR500F-P | ROC OTAP/SCA 1F DIEL,500F | PCE | 1 | 245.62
434401EBPFR750F | ROC OTAP/SCA 1F DIEL,750F | PCE | 6 | 329.9
434401EBPFS025F | SST OTAP/SCA 1F DIEL,025F | PCE | 40 | 97.9
434401EBPFS050F | SST OTAP/SCA 1F DIEL,050F | PCE | 30 | 103.56
434401EBPFS100F | SST OTAP/SCA 1F DIEL,100F | PCE | 15 | 114.92
434401EBPFS100F-P | SST OTAP/SCA 1F DIEL,100F | PCE | 1 | 121.18
434401EBPFS120F | SST OTAP/SCA 1F DIEL,120F | PCE | 15 | 119.46
434401EBPFS120F-P | SST OTAP/SCA 1F DIEL,120F | PCE | 1 | 125.72
434401EBPFS150F | SST OTAP/SCA 1F DIEL,150F | PCE | 15 | 126.24
434401EBPFS200F | SST OTAP/SCA 1F DIEL,200F | PCE | 15 | 137.6
434401EBPFS250F | SST OTAP/SCA 1F DIEL,250F | PCE | 8 | 148.94
434401EBPFS300F | SST OTAP/SCA 1F DIEL,300F | PCE | 8 | 179.1
434401EBPFS350F | SST OTAP/SCA 1F DIEL,350F | PCE | 5 | 190.44
434401EBPFSA00F | SST OTAP/SCA 1F DIEL,A00F | PCE | 1 | 398.26
434401EBPFSF00F | SST OTAP/SCA 1F DIEL,F00F | PCE | 1 | 528.22
434401EBPTR050F-P | ROC OTAP/SCA 1F TONE,050F | PCE | 1 | 110.82
434401EBPTR100F-P | ROC OTAP/SCA 1F TONE,100F | PCE | 1 | 123.16
434401EBPTR150F-P | ROC OTAP/SCA 1F TONE,150F | PCE | 1 | 135.46
434401EBPTR200F-P | ROC OTAP/SCA 1F TONE,200F | PCE | 1 | 147.78
434401EBPTR250F-P | ROC OTAP/SCA 1F TONE,250F | PCE | 1 | 160.12
434401EBPTR300F-P | ROC OTAP/SCA 1F TONE,300F | PCE | 1 | 191.26
434401EBPTR400F-P | ROC OTAP/SCA 1F TONE,400F | PCE | 1 | 232.24
434401EBPTS025F | SST OTAP/SCA 1F TONE,025F | PCE | 40 | 98.58
434401EBPTS050F-P | SST OTAP/SCA 1F TONE,050F | PCE | 1 | 111.22
434401EBPTS100F-P | SST OTAP/SCA 1F TONE,100F | PCE | 1 | 123.9
434401EBPTS120F | SST OTAP/SCA 1F TONE,120F | PCE | 15 | 122.72
D10402JB4FD010M-P | SST PLOK/LCDUP 2F DIEL,010M | PCE | 1 | 364.24
D10402JB4FD020M-P | SST PLOK/LCDUP 2F DIEL,020M | PCE | 1 | 388.24
D10402JB4FD050F-P | SST PLOK/LCDUP 2F DIEL,050F | PCE | 1 | 376.82
D10402JB4FD200F-P | SST PLOK/LCDUP 2F DIEL,200F | PCE | 1 | 486.58
D14401EB1R3050F | ROC PLOK/SCA 1F TONE,050F | PCE | 50 | 81.54
D14401EB1R3075F | ROC PLOK/SCA 1F TONE,075F | PCE | 50 | 87.72
D14401EB1R3100F | ROC PLOK/SCA 1F TONE,100F | PCE | 35 | 93.88
D14401EB1R3100F-P | ROC PLOK/SCA 1F TONE,100F | PCE | 1 | 100.16
D14401EB1R3125F | ROC PLOK/SCA 1F TONE,125F | PCE | 35 | 100.02
D14401EB1R3150F | ROC PLOK/SCA 1F TONE,150F | PCE | 35 | 106.2
D14401EB1R3175F | ROC PLOK/SCA 1F TONE,175F | PCE | 25 | 112.36
D14401EB1R3200F | ROC PLOK/SCA 1F TONE,200F | PCE | 25 | 118.52
D14401EB1R3200F-P | ROC PLOK/SCA 1F TONE,200F | PCE | 1 | 124.78
D14401EB1R3225F | ROC PLOK/SCA 1F TONE,225F | PCE | 20 | 124.68
D14401EB1R3250F | ROC PLOK/SCA 1F TONE,250F | PCE | 20 | 130.84
D14401EB1R3275F | ROC PLOK/SCA 1F TONE,275F | PCE | 15 | 137
D14401EB1R3300F | ROC PLOK/SCA 1F TONE,300F | PCE | 15 | 161.98
D14401EB1R3300F-P | ROC PLOK/SCA 1F TONE,300F | PCE | 1 | 168.26
D14401EB1R3325F | ROC PLOK/SCA 1F TONE,325F | PCE | 15 | 168.16
D14401EB1R3350F | ROC PLOK/SCA 1F TONE,350F | PCE | 15 | 174.3
D14401EB4R3050F-P | ROC PLOK/SCA 1F DIEL,050F | PCE | 1 | 86.5
D14401EB4R3100F-P | ROC PLOK/SCA 1F DIEL,100F | PCE | 1 | 97.5
D14401EB4R3200F-P | ROC PLOK/SCA 1F DIEL,200F | PCE | 1 | 119.52
D14401EB4R3300F-P | ROC PLOK/SCA 1F DIEL,300F | PCE | 1 | 160.34
D14401EBPFR050F | ROC PLOK/SCA 1F DIEL,050F | PCE | 50 | 105.32
D14401EBPFR075F | ROC PLOK/SCA 1F DIEL,075F | PCE | 50 | 110.82
D14401EBPFR100F | ROC PLOK/SCA 1F DIEL,100F | PCE | 50 | 116.32
D14401EBPFR100F-P | ROC PLOK/SCA 1F DIEL,100F | PCE | 1 | 122.58
D14401EBPFR100M-P | ROC PLOK/SCA 1F DIEL,100M | PCE | 1 | 191.62
434801EB4FD400F | SST OTAP/INLINE 1F DIEL,400F | PCE | 5 | 333.72
434801EB4FD400F-P | SST OTAP/INLINE 1F DIEL,400F | PCE | 1 | 341.96
434801EB4FD450F | SST OTAP/INLINE 1F DIEL,450F | PCE | 5 | 349.48
434801EB4FD500F | SST OTAP/INLINE 1F DIEL,500F | PCE | 5 | 365.24
434801EB4FD550F | SST OTAP/INLINE 1F DIEL,550F | PCE | 5 | 381
434801EB4FD600F | SST OTAP/INLINE 1F DIEL,600F | PCE | 5 | 433.78
434801EB4FD650F | SST OTAP/INLINE 1F DIEL,650F | PCE | 5 | 449.56
434801EB4FD700F | SST OTAP/INLINE 1F DIEL,700F | PCE | 5 | 465.3
434801EB4FD850F | SST OTAP/INLINE 1F DIEL,850F | PCE | 1 | 512.6
434801EB4FDA00F | SST OTAP/INLINE 1F DIEL,A00F | PCE | 1 | 559.84
434801EB4FDP00F-P | SST OTAP/INLINE 1F DIEL,P00F | PCE | 1 | 1229.74
434801EBPTS100F-P | SST OTAP/INLINE 1F TONE,100F | PCE | 1 | 246.34
434801EBPTS200F-P | SST OTAP/INLINE 1F TONE,200F | PCE | 1 | 278.08
434801EBPTS250F-P | SST OTAP/INLINE 1F TONE,250F | PCE | 1 | 293.98
434801EBPTS300F-P | SST OTAP/INLINE 1F TONE,300F | PCE | 1 | 333.36
434801EBPTS350F-P | SST OTAP/INLINE 1F TONE,350F | PCE | 1 | 349.26
434801EBPTS400F-P | SST OTAP/INLINE 1F TONE,400F | PCE | 1 | 390.42
434801EBPTS500F-P | SST OTAP/INLINE 1F TONE,500F | PCE | 1 | 425.5
434801EBPTS800F | SST OTAP/INLINE 1F TONE,800F | PCE | 1 | 559.6
434802EB4FD100F | SST OTAP/INLINE 2F DIEL,100F | PCE | 15 | 353.28
434802EB4FD150F | SST OTAP/INLINE 2F DIEL,150F | PCE | 15 | 376.26
434802EB4FD250F-P | SST OTAP/INLINE 2F DIEL,250F | PCE | 1 | 430.02
434802EB4FD300F | SST OTAP/INLINE 2F DIEL,300F | PCE | 8 | 468.68
434802EB4FD350F | SST OTAP/INLINE 2F DIEL,350F | PCE | 5 | 491.64
434802EB4FD450F | SST OTAP/INLINE 2F DIEL,450F | PCE | 5 | 572.42
434802EB4FD600F | SST OTAP/INLINE 2F DIEL,600F | PCE | 5 | 684.42
434802EB4FDD00F-P | SST OTAP/INLINE 2F DIEL,D00F | PCE | 1 | 1047.34
D10201JB49R050F-P | ROC PLOK/LCU 1F DIEL,050F | PCE | 1 | 90.14
D10201JB49R100F-P | ROC PLOK/LCU 1F DIEL,100F | PCE | 1 | 103
434401EB1R2325F | ROC OTAP/SCA 1F TONE,325F | PCE | 15 | 167.94
434401EB1R2350F | ROC OTAP/SCA 1F TONE,350F | PCE | 15 | 174.08
434401EB1R2350F-P | ROC OTAP/SCA 1F TONE,350F | PCE | 1 | 180.36
434401EB1R2375F | ROC OTAP/SCA 1F TONE,375F | PCE | 15 | 194.46
434401EB1R2400F | ROC OTAP/SCA 1F TONE,400F | PCE | 15 | 201.28
434401EB1R2400F-P | ROC OTAP/SCA 1F TONE,400F | PCE | 1 | 207.86
434401EB1R2450F | ROC OTAP/SCA 1F TONE,450F | PCE | 8 | 214.92
434401EB1R2450F-P | ROC OTAP/SCA 1F TONE,450F | PCE | 1 | 221.5
434401EB1R2500F | ROC OTAP/SCA 1F TONE,500F | PCE | 8 | 228.52
434401EB1R2500F-P | ROC OTAP/SCA 1F TONE,500F | PCE | 1 | 235.1
434401EB1R2600F | ROC OTAP/SCA 1F TONE,600F | PCE | 8 | 285.42
434401EB1R2600F-P | ROC OTAP/SCA 1F TONE,600F | PCE | 1 | 292.02
434401EB1R2650F-P | ROC OTAP/SCA 1F TONE,650F | PCE | 1 | 305.64
434401EB1R2700F-P | ROC OTAP/SCA 1F TONE,700F | PCE | 1 | 319.26
434401EB1R2750F-P | ROC OTAP/SCA 1F TONE,750F | PCE | 1 | 332.92
434401EB1R2800F-P | ROC OTAP/SCA 1F TONE,800F | PCE | 1 | 346.52
434401EB1R2A00F-P | ROC OTAP/SCA 1F TONE,A00F | PCE | 1 | 401.04
434401EB1R2F00F-P | ROC OTAP/SCA 1F TONE,F00F | PCE | 1 | 541.28
434401EB1R3050F-P | ROC OTAP/SCA 1F TONE,050F | PCE | 1 | 87.6
434401EB1R3075F-P | ROC OTAP/SCA 1F TONE,075F | PCE | 1 | 93.78
434401EB1R3100F-P | ROC OTAP/SCA 1F TONE,100F | PCE | 1 | 99.94
434401EB1R3125F-P | ROC OTAP/SCA 1F TONE,125F | PCE | 1 | 106.1
434401EB1R3150F-P | ROC OTAP/SCA 1F TONE,150F | PCE | 1 | 112.26
434401EB1R3175F-P | ROC OTAP/SCA 1F TONE,175F | PCE | 1 | 118.42
434401EB1R3200F-P | ROC OTAP/SCA 1F TONE,200F | PCE | 1 | 124.58
434401EB1R3250F-P | ROC OTAP/SCA 1F TONE,250F | PCE | 1 | 136.92
434401EB1R3300F-P | ROC OTAP/SCA 1F TONE,300F | PCE | 1 | 168.04
434401EB1R3350F-P | ROC OTAP/SCA 1F TONE,350F | PCE | 1 | 180.36
434401EB1R3400F-P | ROC OTAP/SCA 1F TONE,400F | PCE | 1 | 207.86
434401EB1H2300F | SST OTAP/SCA 1F TONE,300F | PCE | 5 | 164.06
434401EB1H2300F-P | SST OTAP/SCA 1F TONE,300F | PCE | 1 | 170.32
434401EB1H2350F | SST OTAP/SCA 1F TONE,350F | PCE | 5 | 176.76
434401EB1H2350F-P | SST OTAP/SCA 1F TONE,350F | PCE | 1 | 183.04
434401EB1H2400F | SST OTAP/SCA 1F TONE,400F | PCE | 5 | 204.46
434401EB1H2400F-P | SST OTAP/SCA 1F TONE,400F | PCE | 1 | 211.04
434401EB1H2450F | SST OTAP/SCA 1F TONE,450F | PCE | 5 | 218.52
434401EB1H2500F | SST OTAP/SCA 1F TONE,500F | PCE | 5 | 232.52
434401EB1H2500F-P | SST OTAP/SCA 1F TONE,500F | PCE | 1 | 239.1
434401EB1H2600F-P | SST OTAP/SCA 1F TONE,600F | PCE | 1 | 296.82
434401EB1H2750F-P | SST OTAP/SCA 1F TONE,750F | PCE | 1 | 338.92
434401EB1H2A00F-P | SST OTAP/SCA 1F TONE,A00F | PCE | 1 | 409.06
434401EB1H2F00F-P | SST OTAP/SCA 1F TONE,F00F | PCE | 1 | 553.3
434401EB1H3050F-P | SST OTAP/SCA 1F TONE,050F | PCE | 1 | 88
434401EB1H3100F-P | SST OTAP/SCA 1F TONE,100F | PCE | 1 | 100.7
434401EB1R2050F-P | ROC OTAP/SCA 1F TONE,050F | PCE | 1 | 87.6
434401EB1R2075F-P | ROC OTAP/SCA 1F TONE,075F | PCE | 1 | 93.78
434401EB1R2100F | ROC OTAP/SCA 1F TONE,100F | PCE | 35 | 93.68
434401EB1R2100F-P | ROC OTAP/SCA 1F TONE,100F | PCE | 1 | 99.94
434401EB1R2125F | ROC OTAP/SCA 1F TONE,125F | PCE | 35 | 99.82
434401EB1R2150F | ROC OTAP/SCA 1F TONE,150F | PCE | 35 | 105.98
434401EB1R2150F-P | ROC OTAP/SCA 1F TONE,150F | PCE | 1 | 112.26
434401EB1R2175F | ROC OTAP/SCA 1F TONE,175F | PCE | 25 | 112.16
434401EB1R2200F-P | ROC OTAP/SCA 1F TONE,200F | PCE | 1 | 124.58
434401EB1R2225F | ROC OTAP/SCA 1F TONE,225F | PCE | 20 | 124.48
434401EB1R2250F-P | ROC OTAP/SCA 1F TONE,250F | PCE | 1 | 136.92
434401EB1R2275F | ROC OTAP/SCA 1F TONE,275F | PCE | 15 | 136.78
434401EB1R2300F | ROC OTAP/SCA 1F TONE,300F | PCE | 15 | 161.78
434401EB1R2300F-P | ROC OTAP/SCA 1F TONE,300F | PCE | 1 | 168.04
434401EB4R3200F | ROC OTAP/SCA 1F DIEL,200F | PCE | 30 | 112.1
434401EB4R3225F | ROC OTAP/SCA 1F DIEL,225F | PCE | 20 | 117.6
434401EB4R3250F | ROC OTAP/SCA 1F DIEL,250F | PCE | 20 | 123.1
434401EB4R3275F | ROC OTAP/SCA 1F DIEL,275F | PCE | 15 | 128.6
434401EB4R3300F | ROC OTAP/SCA 1F DIEL,300F | PCE | 15 | 152.9
434401EB4R3300F-P | ROC OTAP/SCA 1F DIEL,300F | PCE | 1 | 159.18
434401EB4R3350F | ROC OTAP/SCA 1F DIEL,350F | PCE | 15 | 163.9
434401EB4R3400F | ROC OTAP/SCA 1F DIEL,400F | PCE | 15 | 189.18
434401EB4R3400F-P | ROC OTAP/SCA 1F DIEL,400F | PCE | 1 | 195.76
434401EB4R3450F | ROC OTAP/SCA 1F DIEL,450F | PCE | 10 | 201.46
434401EB4R3450F-P | ROC OTAP/SCA 1F DIEL,450F | PCE | 1 | 208.04
434401EB4R3500F | ROC OTAP/SCA 1F DIEL,500F | PCE | 10 | 213.68
434401EB4R3500F-P | ROC OTAP/SCA 1F DIEL,500F | PCE | 1 | 220.26
434401EB4R3600F-P | ROC OTAP/SCA 1F DIEL,600F | PCE | 1 | 274.38
434401EB4R3700F-P | ROC OTAP/SCA 1F DIEL,700F | PCE | 1 | 298.86
434401EB4R3800F-P | ROC OTAP/SCA 1F DIEL,800F | PCE | 1 | 323.36
434401EB4R3900F-P | ROC OTAP/SCA 1F DIEL,900F | PCE | 1 | 347.84
434401EB4R3A00F-P | ROC OTAP/SCA 1F DIEL,A00F | PCE | 1 | 372.34
434401EB4R3B00F-P | ROC OTAP/SCA 1F DIEL,B00F | PCE | 1 | 400.78
434401EB4R3C00F-P | ROC OTAP/SCA 1F DIEL,C00F | PCE | 1 | 425.26
434401EB4R3D00F-P | ROC OTAP/SCA 1F DIEL,D00F | PCE | 1 | 449.76
434401EB4R3E00F-P | ROC OTAP/SCA 1F DIEL,E00F | PCE | 1 | 474.24
434401EB4R3F00F-P | ROC OTAP/SCA 1F DIEL,F00F | PCE | 1 | 498.72
434401EBPFR020M-P | ROC OTAP/SCA 1F DIEL,020M | PCE | 1 | 112.96
434401EBPFR030M-P | ROC OTAP/SCA 1F DIEL,030M | PCE | 1 | 120.16
434401EBPFR040M-P | ROC OTAP/SCA 1F DIEL,040M | PCE | 1 | 127.38
434401EBPFR050F-P | ROC OTAP/SCA 1F DIEL,050F | PCE | 1 | 109.5
434401EBPFR050M-P | ROC OTAP/SCA 1F DIEL,050M | PCE | 1 | 134.6
434401EBPFR100F-P | ROC OTAP/SCA 1F DIEL,100F | PCE | 1 | 120.5
434401EB1R3500F-P | ROC OTAP/SCA 1F TONE,500F | PCE | 1 | 235.1
434401EB1R3B00F-P | ROC OTAP/SCA 1F TONE,B00F | PCE | 1 | 432.26
434401EB1R3E00F-P | ROC OTAP/SCA 1F TONE,E00F | PCE | 1 | 514.04
434401EB4H3050F-P | SST OTAP/SCA 1F DIEL,050F | PCE | 1 | 85.68
434401EB4H3100F-P | SST OTAP/SCA 1F DIEL,100F | PCE | 1 | 97.04
434401EB4R2020M | ROC OTAP/SCA 1F DIEL,020M | PCE | 50 | 82.52
434401EB4R2030M | ROC OTAP/SCA 1F DIEL,030M | PCE | 50 | 89.74
434401EB4R2030M-P | ROC OTAP/SCA 1F DIEL,030M | PCE | 1 | 96.02
434401EB4R2040M | ROC OTAP/SCA 1F DIEL,040M | PCE | 50 | 96.96
434401EB4R2050F-P | ROC OTAP/SCA 1F DIEL,050F | PCE | 1 | 85.36
434401EB4R2060M | ROC OTAP/SCA 1F DIEL,060M | PCE | 30 | 111.4
434401EB4R2100F-P | ROC OTAP/SCA 1F DIEL,100F | PCE | 1 | 96.34
434401EB4R2150F | ROC OTAP/SCA 1F DIEL,150F | PCE | 30 | 101.1
434401EB4R2250F | ROC OTAP/SCA 1F DIEL,250F | PCE | 20 | 123.1
434401EB4R2400M | ROC OTAP/SCA 1F DIEL,400M | PCE | 4 | 446.18
434401EB4R2450M | ROC OTAP/SCA 1F DIEL,450M | PCE | 4 | 486.36
434401EB4R2550M | ROC OTAP/SCA 1F DIEL,550M | PCE | 6 | 566.68
434401EB4R3025F | ROC OTAP/SCA 1F DIEL,025F | PCE | 50 | 73.58
434401EB4R3030M-P | ROC OTAP/SCA 1F DIEL,030M | PCE | 1 | 96.02
434401EB4R3040M-P | ROC OTAP/SCA 1F DIEL,040M | PCE | 1 | 103.22
434401EB4R3050F | ROC OTAP/SCA 1F DIEL,050F | PCE | 50 | 79.08
434401EB4R3050F-P | ROC OTAP/SCA 1F DIEL,050F | PCE | 1 | 85.36
434401EB4R3050M-P | ROC OTAP/SCA 1F DIEL,050M | PCE | 1 | 110.44
434401EB4R3075F | ROC OTAP/SCA 1F DIEL,075F | PCE | 50 | 84.58
434401EB4R3100F | ROC OTAP/SCA 1F DIEL,100F | PCE | 50 | 90.08
434401EB4R3100F-P | ROC OTAP/SCA 1F DIEL,100F | PCE | 1 | 96.34
434401EB4R3125F | ROC OTAP/SCA 1F DIEL,125F | PCE | 50 | 95.58
434401EB4R3150F | ROC OTAP/SCA 1F DIEL,150F | PCE | 30 | 101.1
434401EB4R3175F | ROC OTAP/SCA 1F DIEL,175F | PCE | 30 | 106.6
MOB-0644FDG00FW-P | MULTIPORT STUB,06 SCA,G00F | PCE | 1 | 776.14
MOB-0644FDF00FW-P | MULTIPORT 6F DIEL,F00F | PCE | 1 | 681.8
MOB-0644FDE00FW-P | MULTIPORT 6F DIEL,E00F | PCE | 1 | 647.18
MOB-0644FDJ00FW-P | MULTIPORT STUB,06 SCA,J00F | PCE | 1 | 845.38
MOB-0644FDL00FW | MULTIPORT STUB,06 SCA,L00F | PCE | 6 | 871.06
MOB-0644FDL00FW-P | MULTIPORT STUB,06 SCA,L00F | PCE | 1 | 914.62
MOB-0644FDR00FW-P | MULTIPORT STUB,06 SCA,R00F | PCE | 1 | 1245.82
MOB-0644FDD00FW-P | MULTIPORT STUB,06 SCA,D00F | PCE | 1 | 612.54
MOB-0644FDC00FW-P | MULTIPORT STUB,06 SCA,C00F | PCE | 1 | 577.94
MOB-0644FDB00FW-P | MULTIPORT STUB,06 SCA,B00F | PCE | 1 | 543.32
MOB-0644FDA00FW-P | MULTIPORT 6F DIEL,A00F | PCE | 1 | 506.94
MOB-0644FD900FW-P | MULTIPORT STUB,06 SCA,900F | PCE | 1 | 472.3
MOB-0644FD850FW-P | MULTIPORT STUB,06 SCA,850F | PCE | 1 | 455
MOB-0644FD800FW-P | MULTIPORT 6F DIEL,800F | PCE | 1 | 437.68
MOB-0644TD050FW | MULTIPORT 6F TONE,050F | PCE | 16 | 190.08
MOB-0644TD050FW-P | MULTIPORT 6F TONE,050F | PCE | 1 | 199.58
MOB-0644TD100FW-P | MULTIPORT STUB,06 SCA,100F | PCE | 1 | 219.12
MOB-0644TD150FW-P | MULTIPORT 6F TONE,150F | PCE | 1 | 233.4
MOB-0644TD200FW-P | MULTIPORT 6F TONE,200F | PCE | 1 | 252.96
MOB-0644TD250FW | MULTIPORT STUB,06 SCA,250F | PCE | 8 | 256.18
MOB-0644TD250FW-P | MULTIPORT 6F TONE,250F | PCE | 1 | 268.98
MOB-0644TD300FW | MULTIPORT 6F TONE,300F | PCE | 6 | 274.8
MOB-0644TD300FW-P | MULTIPORT 6F TONE,300F | PCE | 1 | 288.54
MOB-0644TD350FW-P | MULTIPORT STUB,06 SCA,350F | PCE | 1 | 304.58
MOB-0644TD400FW-P | MULTIPORT 6F TONE,400F | PCE | 1 | 324.12
MOB-0644TD500FW | MULTIPORT 6F TONE,500F | PCE | 6 | 339.22
MOB-0644TD500FW-P | MULTIPORT 6F TONE,500F | PCE | 1 | 356.18
MOB-0644TD600FW-P | MULTIPORT 6F TONE,600F | PCE | 1 | 395.28
MOB-0644TD700FW | MULTIPORT STUB,06 SCA,700F | PCE | 6 | 413.7
MOB-0444TD800FW-P | MULTIPORT STUB,04 SCA,800F | PCE | 1 | 398.16
MOB-0444TD900FW-P | MULTIPORT 4F TONE,900F | PCE | 1 | 433.76
MOB-0444TDA00FW | MULTIPORT STUB,04 SCA,A00F | PCE | 6 | 447
MOB-0444TDA00FW-P | MULTIPORT 4F TONE,A00F | PCE | 1 | 469.36
MOB-0444TDC00FW-P | MULTIPORT STUB,04 SCA,C00F | PCE | 1 | 542.32
MOB-0444TDC50FW | MULTIPORT STUB,04 SCA,C50F | PCE | 6 | 533.44
MOB-0444TDC50FW-P | MULTIPORT STUB,04 SCA,C50F | PCE | 1 | 560.1
MOB-0444TDD00FW-P | MULTIPORT STUB,04 SCA,D00F | PCE | 1 | 577.9
MOB-0444TDE00FW-P | MULTIPORT STUB,04 SCA,E00F | PCE | 1 | 613.5
MOB-0444TDF00FW | MULTIPORT 4F TONE,F00F | PCE | 6 | 618.18
MOB-0444TDF00FW-P | MULTIPORT 4F TONE,F00F | PCE | 1 | 649.1
MOB-0444TDG00FW-P | MULTIPORT STUB,04 SCA,G00F | PCE | 1 | 744.4
MOB-0444TDJ00FW | MULTIPORT STUB,04 SCA,J00F | PCE | 6 | 776.76
MOB-0444TDL00FW | MULTIPORT STUB,04 SCA,L00F | PCE | 6 | 844.56
MOB-0444TDL00FW-P | MULTIPORT STUB,04 SCA,L00F | PCE | 1 | 886.78
MOB-0444TDR00FW-P | MULTIPORT STUB,04 SCA,R00F | PCE | 1 | 1222.84
MOB-0644FD025FW-P | MULTIPORT 6F DIEL,025F | PCE | 1 | 190.44
MOB-0644FD050FW-P | MULTIPORT 6F DIEL,050F | PCE | 1 | 197.34
MOB-0644FD100FW-P | MULTIPORT 6F DIEL,100F | PCE | 1 | 214.64
MOB-0644FD150FW-P | MULTIPORT 6F DIEL,150F | PCE | 1 | 226.7
MOB-0644FD200FW-P | MULTIPORT 6F DIEL,200F | PCE | 1 | 244.02
MOB-0644FD250FW | MULTIPORT STUB,06 SCA,250F | PCE | 10 | 245.52
MOB-0644FD250FW-P | MULTIPORT 6F DIEL,250F | PCE | 1 | 257.8
MOB-0644FD300FW-P | MULTIPORT 6F DIEL,300F | PCE | 1 | 275.12
MOB-0644FD400FW-P | MULTIPORT 6F DIEL,400F | PCE | 1 | 306.22
MOB-0644FD500FW-P | MULTIPORT 6F DIEL,500F | PCE | 1 | 333.82
MOB-0644FD600FW-P | MULTIPORT 6F DIEL,600F | PCE | 1 | 368.44
MOB-0644FD750FW | MULTIPORT STUB,06 SCA,750F | PCE | 6 | 400.34
MOB-0644FD750FW-P | MULTIPORT 6F DIEL,750F | PCE | 1 | 420.36
MOB-0844FDA00FW | MULTIPORT 8F DIEL,A00F | PCE | 6 | 556.84
MOB-0844FDA00FW-P | MULTIPORT 8F DIEL,A00F | PCE | 1 | 584.68
MOB-0844FDC00FW-P | MULTIPORT STUB,08 SCA,C00F | PCE | 1 | 661.9
MOB-0844FDF00FW | MULTIPORT STUB,08 SCA,F00F | PCE | 6 | 738.18
MOB-0844FDF00FW-P | MULTIPORT 8F DIEL,F00F | PCE | 1 | 775.1
MOB-0844FDL00FW | MULTIPORT STUB,08 SCA,L00F | PCE | 6 | 974.74
MOB-0844FDL00FW-P | MULTIPORT 8F DIEL,L00F | PCE | 1 | 1023.48
MOB-0844FDR00FW-P | MULTIPORT STUB,08 SCA,R00F | PCE | 1 | 1370.24
MOB-0844TD050FW | MULTIPORT 8F TONE,050F | PCE | 16 | 238.08
MOB-0844TD050FW-P | MULTIPORT 8F TONE,050F | PCE | 1 | 249.98
MOB-0844TD100FW | MULTIPORT STUB,08 SCA,100F | PCE | 13 | 260.3
MOB-0844TD100FW-P | MULTIPORT STUB,08 SCA,100F | PCE | 1 | 273.32
MOB-0844TD150FW-P | MULTIPORT 8F TONE,150F | PCE | 1 | 291.4
MOB-0844TD200FW-P | MULTIPORT STUB,08 SCA,200F | PCE | 1 | 314.74
MOB-0844TD250FW | MULTIPORT STUB,08 SCA,250F | PCE | 8 | 318.64
MOB-0844TD250FW-P | MULTIPORT STUB,08 SCA,250F | PCE | 1 | 334.56
MOB-0844TD300FW-P | MULTIPORT 8F TONE,300F | PCE | 1 | 357.92
MOB-0844TD350FW-P | MULTIPORT 8F TONE,350F | PCE | 1 | 377.74
MOB-0844TD400FW-P | MULTIPORT 8F TONE,400F | PCE | 1 | 401.08
MOB-0844TD500FW | MULTIPORT STUB,08 SCA,500F | PCE | 6 | 419.76
MOB-0844TD500FW-P | MULTIPORT 8F TONE,500F | PCE | 1 | 440.74
MOB-0844TD600FW-P | MULTIPORT 8F TONE,600F | PCE | 1 | 487.42
MOB-0844TD700FW-P | MULTIPORT STUB,08 SCA,700F | PCE | 1 | 534.1
MOB-0844TD750FW | MULTIPORT STUB,08 SCA,750F | PCE | 6 | 530.88
MOB-0844TD750FW-P | MULTIPORT 8F TONE,750F | PCE | 1 | 557.44
MOB-0844TD800FW-P | MULTIPORT STUB,08 SCA,800F | PCE | 1 | 580.78
MOB-0844TDA00FW | MULTIPORT 8F TONE,A00F | PCE | 6 | 642.04
MOB-0844TDA00FW-P | MULTIPORT 8F TONE,A00F | PCE | 1 | 674.14
MOB-0844TDC00FW-P | MULTIPORT STUB,08 SCA,C00F | PCE | 1 | 769.26
MOB-0644TD700FW-P | MULTIPORT STUB,06 SCA,700F | PCE | 1 | 434.38
MOB-0644TD750FW | MULTIPORT 6F TONE,750F | PCE | 6 | 432.32
MOB-0644TD750FW-P | MULTIPORT 6F TONE,750F | PCE | 1 | 453.94
MOB-0644TD800FW-P | MULTIPORT 6F TONE,800F | PCE | 1 | 473.48
MOB-0644TD900FW | MULTIPORT STUB,06 SCA,900F | PCE | 6 | 488.16
MOB-0644TD900FW-P | MULTIPORT STUB,06 SCA,900F | PCE | 1 | 512.58
MOB-0644TDA00FW | MULTIPORT 6F TONE,A00F | PCE | 6 | 525.4
MOB-0644TDA00FW-P | MULTIPORT 6F TONE,A00F | PCE | 1 | 551.68
MOB-0644TDC50FW | MULTIPORT STUB,06 SCA,C50F | PCE | 6 | 620.16
MOB-0644TDD00FW-P | MULTIPORT STUB,06 SCA,D00F | PCE | 1 | 670.72
MOB-0644TDF00FW | MULTIPORT 6F TONE,F00F | PCE | 6 | 713.24
MOB-0644TDF00FW-P | MULTIPORT STUB,06 SCA,F00F | PCE | 1 | 748.92
MOB-0644TDJ00FW | MULTIPORT STUB,06 SCA,J00F | PCE | 6 | 881.82
MOB-0644TDL00FW-P | MULTIPORT STUB,06 SCA,L00F | PCE | 1 | 1004.12
MOB-0844FD050FW-P | MULTIPORT 8F DIEL,050F | PCE | 1 | 245.5
MOB-0844FD100FW | MULTIPORT STUB,08 SCA,100F | PCE | 15 | 251.78
MOB-0844FD100FW-P | MULTIPORT 8F DIEL,100F | PCE | 1 | 264.36
MOB-0844FD150FW-P | MULTIPORT 8F DIEL,150F | PCE | 1 | 277.98
MOB-0844FD200FW-P | MULTIPORT 8F DIEL,200F | PCE | 1 | 296.84
MOB-0844FD250FW | MULTIPORT STUB,08 SCA,250F | PCE | 10 | 297.32
MOB-0844FD250FW-P | MULTIPORT 8F DIEL,250F | PCE | 1 | 312.2
MOB-0844FD400FW-P | MULTIPORT 8F DIEL,400F | PCE | 1 | 365.28
MOB-0844FD500FW | MULTIPORT 8F DIEL,500F | PCE | 6 | 377.14
MOB-0844FD500FW-P | MULTIPORT 8F DIEL,500F | PCE | 1 | 395.98
MOB-0844FD600FW-P | MULTIPORT STUB,08 SCA,600F | PCE | 1 | 433.74
MOB-0844FD750FW | MULTIPORT STUB,08 SCA,750F | PCE | 6 | 466.98
MOB-0844FD750FW-P | MULTIPORT 8F DIEL,750F | PCE | 1 | 490.34
MOB-0844FD800FW | MULTIPORT STUB,08 SCA,800F | PCE | 6 | 484.96
MOB-0844FD800FW-P | MULTIPORT STUB,08 SCA,800F | PCE | 1 | 509.2
DMB8F1MLD1NC050F0P | B8 PLAPC050FEVOLV® TERMINAL STUB | PCE | 1 | 484.48
DMB8F1MLD1NC100F0P | B8 PLAPC100FEVOLV® TERMINAL STUB | PCE | 1 | 519.52
MOB-0244FD100FW-P | MULTIPORT 2F DIEL,100F | PCE | 1 | 138.7
MOB-0244FD250FW-P | MULTIPORT STUB,02 SCA,250F | PCE | 1 | 176.6
MOB-0244FD400FW-P | MULTIPORT STUB,02 SCA,400F | PCE | 1 | 219.78
MOB-0244FD500FW-P | MULTIPORT 2F DIEL,500F | PCE | 1 | 243.88
MOB-0244FD600FW-P | MULTIPORT STUB,02 SCA,600F | PCE | 1 | 275
MOB-0244FD750FW | MULTIPORT STUB,02 SCA,750F | PCE | 6 | 306.36
MOB-0244FD750FW-P | MULTIPORT STUB,02 SCA,750F | PCE | 1 | 321.68
MOB-0244FDA00FW-P | MULTIPORT STUB,02 SCA,A00F | PCE | 1 | 399.48
MOB-0244FDC50FW-P | MULTIPORT STUB,02 SCA,C50F | PCE | 1 | 479.02
MOB-0244FDF00FW-P | MULTIPORT STUB,02 SCA,F00F | PCE | 1 | 556.84
MOB-0244FDJ00FW-P | MULTIPORT STUB,02 SCA,J00F | PCE | 1 | 709.92
MOB-0244TD075FW-P | MULTIPORT STUB,02 SCA,075F | PCE | 1 | 134.28
MOB-0244TD100FW-P | MULTIPORT STUB,02 SCA,100F | PCE | 1 | 143.18
MOB-0244TD150FW-P | MULTIPORT 2F TONE,150F | PCE | 1 | 155.7
MOB-0244TD250FW | MULTIPORT 2F TONE,250F | PCE | 8 | 178.84
MOB-0244TD250FW-P | MULTIPORT 2F TONE,250F | PCE | 1 | 187.8
MOB-0244TD300FW-P | MULTIPORT 2F TONE,300F | PCE | 1 | 205.58
MOB-0244TD400FW-P | MULTIPORT 2F TONE,400F | PCE | 1 | 237.68
MOB-0244TD500FW-P | MULTIPORT 2F TONE,500F | PCE | 1 | 266.22
MOB-0244TD600FW-P | MULTIPORT STUB,02 SCA,600F | PCE | 1 | 301.84
MOB-0244TD700FW-P | MULTIPORT STUB,02 SCA,700F | PCE | 1 | 337.44
MOB-0244TD750FW | MULTIPORT 2F TONE,750F | PCE | 6 | 338.3
MOB-0244TD750FW-P | MULTIPORT STUB,02 SCA,750F | PCE | 1 | 355.22
MOB-0244TD800FW-P | MULTIPORT 2F TONE,800F | PCE | 1 | 373.02
MOB-0244TD900FW-P | MULTIPORT STUB,02 SCA,900F | PCE | 1 | 408.62
MOB-0244TDA00FW-P | MULTIPORT STUB,02 SCA,A00F | PCE | 1 | 444.2
MOB-0244TDC50FW | MULTIPORT STUB,02 SCA,C50F | PCE | 6 | 509.48
DMATF1TDD1NC100F0B | AT PLAPC100FEVOLV® TERMINAL STUB | PCE | 7 | 379.56
DMATF1TDD1NC100F0P | AT PLAPC100FEVOLV® TERMINAL STUB | PCE | 1 | 398.08
DMATF1TDD1NC200F0P | AT PLAPC200FEVOLV® TERMINAL STUB | PCE | 1 | 444.58
DMATF1TDD1NC300F0P | AT PLAPC300FEVOLV® TERMINAL STUB | PCE | 1 | 492.9
DMB3F1TDD1NC100F0P | B3 PLAPC100FEVOLV® TERMINAL STUB | PCE | 1 | 235.18
DMB3F1TDD1NC200F0P | B3 PLAPC200FEVOLV® TERMINAL STUB | PCE | 1 | 270.34
DMB4F1FDD1NC010M0P | B4 PLAPC010MEVOLV® TERMINAL STUB | PCE | 1 | 257.68
DMB4F1MLD1NC050F0P | B4 PLAPC050FEVOLV® TERMINAL STUB | PCE | 1 | 270.64
DMB4F1TDD1NC100F0P | B4 PLAPC100FEVOLV® TERMINAL STUB | PCE | 1 | 291.52
DMB4F1TDD1NC200F0P | B4 PLAPC200FEVOLV® TERMINAL STUB | PCE | 1 | 334.58
DMB6F1FDD1NC050F0B | B6 PLAPC050FEVOLV® TERMINAL STUB | PCE | 9 | 352.22
DMB6F1FDD1NC050F0P | B6 PLAPC050FEVOLV® TERMINAL STUB | PCE | 1 | 369.38
DMB6F1FDD1NC050F0Z | B6 PLAPC050FEVOLV® TERMINAL STUB | PCE | 1 | 369.38
DMB6F1FDD1NC100F0B | B6 PLAPC100FEVOLV® TERMINAL STUB | PCE | 9 | 374.36
DMB6F1FDD1NC100F0P | B6 PLAPC100FEVOLV® TERMINAL STUB | PCE | 1 | 392.62
DMB6F1FDD1NC100F0Z | B6 PLAPC100FEVOLV® TERMINAL STUB | PCE | 1 | 392.62
DMB6F1FDD1NC150M0P | B6 PLAPC150MEVOLV® TERMINAL STUB | PCE | 1 | 554.92
DMB6F1FDD1NC200F0B | B6 PLAPC200FEVOLV® TERMINAL STUB | PCE | 6 | 413.44
DMB6F1FDD1NC200F0P | B6 PLAPC200FEVOLV® TERMINAL STUB | PCE | 1 | 433.66
DMB6F1FDD1NC300F0B | B6 PLAPC300FEVOLV® TERMINAL STUB | PCE | 6 | 454.26
DMB6F1FDD1NC300F0P | B6 PLAPC300FEVOLV® TERMINAL STUB | PCE | 1 | 476.52
DMB6F1FDD1NC300F0Z | B6 PLAPC300FEVOLV® TERMINAL STUB | PCE | 1 | 476.52
DMB6F1MLD1NC050F0P | B6 PLAPC050FEVOLV® TERMINAL STUB | PCE | 1 | 373.76
DMB6F1TDD1NC050F0B | B6 PLAPC050FEVOLV® TERMINAL STUB | PCE | 7 | 354.8
DMB6F1TDD1NC050F0P | B6 PLAPC050FEVOLV® TERMINAL STUB | PCE | 1 | 372.1
DMB6F1TDD1NC100F0B | B6 PLAPC100FEVOLV® TERMINAL STUB | PCE | 7 | 379.56
DMB6F1TDD1NC100F0P | EVOLV 12F TONE,100F | PCE | 1 | 398.08
DMB6F1TDD1NC200F0P | EVOLV 12F TONE,200F | PCE | 1 | 444.58
DMB6F1TDD1NC300F0P | EVOLV 12F TONE,300F | PCE | 1 | 492.9
MOB-0444FDC50FW-P | MULTIPORT STUB,04 SCA,C50F | PCE | 1 | 504.18
MOB-0444FDF00FW | MULTIPORT 4F DIEL,F00F | PCE | 6 | 554.28
MOB-0444FDF00FW-P | MULTIPORT 4F DIEL,F00F | PCE | 1 | 581.98
MOB-0444FDJ00FW-P | MULTIPORT STUB,04 SCA,J00F | PCE | 1 | 735.08
MOB-0444FDL00FW | MULTIPORT 4F DIEL,L00F | PCE | 6 | 759.34
MOB-0444FDL00FW-P | MULTIPORT STUB,04 SCA,L00F | PCE | 1 | 797.32
MOB-0444FDR00FW | MULTIPORT STUB,04 SCA,R00F | PCE | 1 | 1058.1
MOB-0444FDR00FW-P | MULTIPORT STUB,04 SCA,R00F | PCE | 1 | 1111
MOB-0444TD010FW-P | MULTIPORT 4F TONE,010F | PCE | 1 | 138.04
MOB-0444TD050FW | MULTIPORT 4F TONE,050F | PCE | 18 | 143.36
MOB-0444TD050FW-P | MULTIPORT 4F TONE,050F | PCE | 1 | 150.52
MOB-0444TD100FW | MULTIPORT STUB,04 SCA,100F | PCE | 13 | 160.32
MOB-0444TD100FW-P | MULTIPORT 4F TONE,100F | PCE | 1 | 168.32
MOB-0444TD150FW-P | MULTIPORT 4F TONE,150F | PCE | 1 | 180.86
MOB-0444TD200FW-P | MULTIPORT 4F TONE,200F | PCE | 1 | 198.64
MOB-0444TD250FW | MULTIPORT 4F TONE,250F | PCE | 8 | 202.8
MOB-0444TD250FW-P | MULTIPORT 4F TONE,250F | PCE | 1 | 212.94
MOB-0444TD300FW | MULTIPORT 4F TONE,300F | PCE | 6 | 219.74
MOB-0444TD300FW-P | MULTIPORT 4F TONE,300F | PCE | 1 | 230.74
MOB-0444TD350FW-P | MULTIPORT 4F TONE,350F | PCE | 1 | 245.02
MOB-0444TD400FW | MULTIPORT STUB,04 SCA,400F | PCE | 6 | 250.3
MOB-0444TD400FW-P | MULTIPORT 4F TONE,400F | PCE | 1 | 262.82
MOB-0444TD500FW | MULTIPORT 4F TONE,500F | PCE | 6 | 277.5
MOB-0444TD500FW-P | MULTIPORT 4F TONE,500F | PCE | 1 | 291.38
MOB-0444TD600FW-P | MULTIPORT 4F TONE,600F | PCE | 1 | 326.98
MOB-0444TD700FW | MULTIPORT STUB,04 SCA,700F | PCE | 6 | 345.32
MOB-0444TD700FW-P | MULTIPORT 4F TONE,700F | PCE | 1 | 362.58
MOB-0444TD750FW | MULTIPORT 4F TONE,750F | PCE | 6 | 362.26
MOB-0444TD750FW-P | MULTIPORT STUB,04 SCA,750F | PCE | 1 | 380.38
MOB-0244TDC50FW-P | MULTIPORT STUB,02 SCA,C50F | PCE | 1 | 534.96
MOB-0244TDE00FW-P | MULTIPORT STUB,02 SCA,E00F | PCE | 1 | 588.34
MOB-0244TDF00FW-P | MULTIPORT STUB,02 SCA,F00F | PCE | 1 | 623.94
MOB-0244TDJ00FW | MULTIPORT STUB,02 SCA,J00F | PCE | 6 | 752.8
MOB-0244TDJ00FW-P | MULTIPORT STUB,02 SCA,J00F | PCE | 1 | 790.44
MOB-0244TDL00FW-P | MULTIPORT STUB,02 SCA,L00F | PCE | 1 | 861.64
MOB-0444FD025FW-P | MULTIPORT 4F DIEL,025F | PCE | 1 | 142.26
MOB-0444FD050FW | MULTIPORT 4F DIEL,050F | PCE | 24 | 141.22
MOB-0444FD050FW-P | MULTIPORT 4F DIEL,050F | PCE | 1 | 148.28
MOB-0444FD100FW | MULTIPORT 4F DIEL,100F | PCE | 15 | 156.04
MOB-0444FD100FW-P | MULTIPORT 4F DIEL,100F | PCE | 1 | 163.86
MOB-0444FD150FW-P | MULTIPORT STUB,04 SCA,150F | PCE | 1 | 174.14
MOB-0444FD200FW | MULTIPORT 4F DIEL,200F | PCE | 12 | 180.68
MOB-0444FD200FW-P | MULTIPORT STUB,04 SCA,200F | PCE | 1 | 189.7
MOB-0444FD250FW | MULTIPORT STUB,04 SCA,250F | PCE | 10 | 192.14
MOB-0444FD250FW-P | MULTIPORT 4F DIEL,250F | PCE | 1 | 201.76
MOB-0444FD300FW-P | MULTIPORT 4F DIEL,300F | PCE | 1 | 217.32
MOB-0444FD350FW-P | MULTIPORT STUB,04 SCA,350F | PCE | 1 | 229.36
MOB-0444FD400FW-P | MULTIPORT STUB,04 SCA,400F | PCE | 1 | 244.92
MOB-0444FD500FW | MULTIPORT STUB,04 SCA,500F | PCE | 6 | 256.22
MOB-0444FD500FW-P | MULTIPORT 4F DIEL,500F | PCE | 1 | 269.02
MOB-0444FD550FW-P | MULTIPORT STUB,04 SCA,550F | PCE | 1 | 284.58
MOB-0444FD600FW-P | MULTIPORT STUB,04 SCA,600F | PCE | 1 | 300.14
MOB-0444FD700FW-P | MULTIPORT 4F DIEL,700F | PCE | 1 | 331.26
MOB-0444FD750FW | MULTIPORT STUB,04 SCA,750F | PCE | 6 | 330.32
MOB-0444FD750FW-P | MULTIPORT STUB,04 SCA,750F | PCE | 1 | 346.82
MOB-0444FD800FW-P | MULTIPORT STUB,04 SCA,800F | PCE | 1 | 362.38
MOB-0444FD900FW-P | MULTIPORT STUB,04 SCA,900F | PCE | 1 | 393.52
MOB-0444FDA00FW-P | MULTIPORT 4F DIEL,A00F | PCE | 1 | 424.64
MTB-1244FD700FW-P | MULTIPORT 12F DIEL OTIP,700F | PCE | 1 | 1365.44
MTB-1244FD800FW-P | MULTIPORT 12F DIEL OTIP,800F | PCE | 1 | 1421.34
MTB-1244FD900FW-P | MULTIPORT 12F DIEL OTIP,900F | PCE | 1 | 1477.26
MTB-1244FDA00FW-P | MULTIPORT 12F DIEL OTIP,A00F | PCE | 1 | 1533.18
MTB-1244TD025FW-P | 12 SCA,025FMULTIPORT OPTITIP®, | PCE | 1 | 789.72
004301EB19R050F-P | ROC OTAP PGTL 1F TONE,050F | PCE | 1 | 63.22
004301EB19R100F-P | ROC OTAP PGTL 1F TONE,100F | PCE | 1 | 75.56
004301EB19R125F-P | ROC OTAP PGTL 1F TONE,125F | PCE | 1 | 81.72
004301EB19R150F-P | ROC OTAP PGTL 1F TONE,150F | PCE | 1 | 87.88
004301EB19R200F-P | ROC OTAP PGTL 1F TONE,200F | PCE | 1 | 100.2
004301EB19R250F | ROC OTAP PGTL 1F TONE,250F | PCE | 20 | 106.26
004301EB19R250F-P | ROC OTAP PGTL 1F TONE,250F | PCE | 1 | 112.54
004301EB19R300F-P | ROC OTAP PGTL 1F TONE,300F | PCE | 1 | 143.66
004301EB19R350F-P | ROC OTAP PGTL 1F TONE,350F | PCE | 1 | 155.98
004301EB19R400F-P | ROC OTAP PGTL 1F TONE,400F | PCE | 1 | 182.26
004301EB19R450F-P | ROC OTAP PGTL 1F TONE,450F | PCE | 1 | 195.9
004301EB19R500F-P | ROC OTAP PGTL 1F TONE,500F | PCE | 1 | 209.52
004301EB19R600F-P | ROC OTAP PGTL 1F TONE,600F | PCE | 1 | 266.42
004301EB19R750F | ROC OTAP PGTL 1F TONE,750F | PCE | 6 | 300.74
004301EB19R750F-P | ROC OTAP PGTL 1F TONE,750F | PCE | 1 | 307.32
004301EB19R800F-P | ROC OTAP PGTL 1F TONE,800F | PCE | 1 | 320.92
004301EB19RA00F-P | ROC OTAP PGTL 1F TONE,A00F | PCE | 1 | 375.44
004301EB19RC00F-P | ROC OTAP PGTL 1F TONE,C00F | PCE | 1 | 433.92
004301EB19RE00F-P | ROC OTAP PGTL 1F TONE,E00F | PCE | 1 | 488.44
004301EB19RF00F-P | ROC OTAP PGTL 1F TONE,F00F | PCE | 1 | 515.68
004301EB19RG00F-P | ROC OTAP PGTL 1F TONE,G00F | PCE | 1 | 542.96
004301EB19RL00F-P | ROC OTAP PGTL 1F TONE,L00F | PCE | 1 | 652
004301EB1TD050F-P | SST OTAP PGTL 1F TONE,050F | PCE | 1 | 63.62
004301EB1TD100F-P | SST OTAP PGTL 1F TONE,100F | PCE | 1 | 76.32
MTB-0844FD025FW-P | MULTIPORT 8F DIEL OTIP,025F | PCE | 1 | 612.58
MTB-0844FD100FW-P | MULTIPORT 8F DIEL OTIP,100F | PCE | 1 | 647.94
MTB-0844FD150FW-P | MULTIPORT 8F DIEL OTIP,150F | PCE | 1 | 671.54
MTB-0844FD200FW-P | MULTIPORT 8F DIEL OTIP,200F | PCE | 1 | 695.12
MTB-0844FD250FW-P | 08 SCA,250FMULTIPORT OPTITIP®, | PCE | 1 | 820.5
MTB-0844FD300FW-P | MULTIPORT 8F DIEL OTIP,300F | PCE | 1 | 844.08
MTB-0844FD350FW-P | 08 SCA,350FMULTIPORT OPTITIP®, | PCE | 1 | 867.68
MTB-0844FD400FW-P | MULTIPORT 8F DIEL OTIP,400F | PCE | 1 | 951.26
MTB-0844FD500FW-P | MULTIPORT 8F DIEL OTIP,500F | PCE | 1 | 998.42
MTB-0844FD600FW-P | MULTIPORT 8F DIEL OTIP,600F | PCE | 1 | 1083.7
MTB-0844FD700FW-P | MULTIPORT 8F DIEL OTIP,700F | PCE | 1 | 1130.84
MTB-0844FD800FW-P | 08 SCA,800FMULTIPORT OPTITIP®, | PCE | 1 | 1178.02
MTB-0844FD900FW-P | 08 SCA,900FMULTIPORT OPTITIP®, | PCE | 1 | 1225.18
MTB-0844FDA00FW-P | 08 SCA,A00FMULTIPORT OPTITIP®, | PCE | 1 | 1272.36
MTB-1244FD010FW | MULTIPORT 12F DIEL OTIP,010F | PCE | 12 | 742.56
MTB-1244FD010FW-P | MULTIPORT 12F DIEL OTIP,010F | PCE | 1 | 779.68
MTB-1244FD025FW | 12 SCA,025FMULTIPORT OPTITIP®, | PCE | 12 | 750.54
MTB-1244FD025FW-P | MULTIPORT 12F DIEL OTIP,025F | PCE | 1 | 788.08
MTB-1244FD050FW-P | MULTIPORT 12F DIEL OTIP,050F | PCE | 1 | 802.06
MTB-1244FD100FW-P | MULTIPORT 12F DIEL OTIP,100F | PCE | 1 | 830
MTB-1244FD150FW-P | MULTIPORT 12F DIEL OTIP,150F | PCE | 1 | 857.98
MTB-1244FD200FW-P | MULTIPORT 12F DIEL OTIP,200F | PCE | 1 | 885.92
MTB-1244FD300FW-P | MULTIPORT 12F DIEL OTIP,300F | PCE | 1 | 1043.64
MTB-1244FD350FW-P | MULTIPORT 12F DIEL OTIP,350F | PCE | 1 | 1071.62
MTB-1244FD400FW-P | MULTIPORT 12F DIEL OTIP,400F | PCE | 1 | 1159.56
MTB-1244FD450FW-P | MULTIPORT 12F DIEL OTIP,450F | PCE | 1 | 1187.54
MTB-1244FD500FW-P | MULTIPORT 12F DIEL OTIP,500F | PCE | 1 | 1215.5
MTB-1244FD550FW-P | 12 SCA,550FMULTIPORT OPTITIP®, | PCE | 1 | 1281.54
MTB-1244FD600FW-P | MULTIPORT 12F DIEL OTIP,600F | PCE | 1 | 1309.52
004301EB1TR800F-P | ROC OTAP PGTL 1F TONE,800F | PCE | 1 | 320.92
004301EB1TR900F-P | ROC OTAP PGTL 1F TONE,900F | PCE | 1 | 348.2
004301EB1TRA00F-P | ROC OTAP PGTL 1F TONE,A00F | PCE | 1 | 375.44
004301EB1TRC00F-P | ROC OTAP PGTL 1F TONE,C00F | PCE | 1 | 433.92
004301EB1TRF00F-P | ROC OTAP PGTL 1F TONE,F00F | PCE | 1 | 515.68
004301EB49R050F-P | ROC OTAP PGTL 1F DIEL,050F | PCE | 1 | 60.98
004301EB49R060F | ROC OTAP PGTL 1F DIEL,060F | PCE | 50 | 56.9
004301EB49R100F-P | ROC OTAP PGTL 1F DIEL,100F | PCE | 1 | 71.96
004301EB49R120F | ROC OTAP PGTL 1F DIEL,120F | PCE | 50 | 70.1
004301EB49R125F | ROC OTAP PGTL 1F DIEL,125F | PCE | 50 | 71.2
004301EB49R150F | ROC OTAP PGTL 1F DIEL,150F | PCE | 30 | 76.72
004301EB49R150F-P | ROC OTAP PGTL 1F DIEL,150F | PCE | 1 | 82.98
004301EB49R180F | ROC OTAP PGTL 1F DIEL,180F | PCE | 30 | 83.3
004301EB49R200F-P | ROC OTAP PGTL 1F DIEL,200F | PCE | 1 | 93.98
004301EB49R250F | ROC OTAP PGTL 1F DIEL,250F | PCE | 20 | 98.72
004301EB49R250F-P | ROC OTAP PGTL 1F DIEL,250F | PCE | 1 | 104.98
004301EB49R300F-P | ROC OTAP PGTL 1F DIEL,300F | PCE | 1 | 134.8
004301EB49R350F-P | ROC OTAP PGTL 1F DIEL,350F | PCE | 1 | 145.8
004301EB49R400F-P | ROC OTAP PGTL 1F DIEL,400F | PCE | 1 | 170.16
004301EB49R450F | ROC OTAP PGTL 1F DIEL,450F | PCE | 10 | 175.86
004301EB49R500F-P | ROC OTAP PGTL 1F DIEL,500F | PCE | 1 | 194.66
004301EB49R600F | ROC OTAP PGTL 1F DIEL,600F | PCE | 8 | 242.2
004301EB49R600F-P | ROC OTAP PGTL 1F DIEL,600F | PCE | 1 | 248.78
004301EB49R700F | ROC OTAP PGTL 1F DIEL,700F | PCE | 8 | 266.68
004301EB49R700F-P | ROC OTAP PGTL 1F DIEL,700F | PCE | 1 | 273.26
004301EB49R750F | ROC OTAP PGTL 1F DIEL,750F | PCE | 6 | 278.96
004301EB49R750F-P | ROC OTAP PGTL 1F DIEL,750F | PCE | 1 | 285.54
004301EB49R800F-P | ROC OTAP PGTL 1F DIEL,800F | PCE | 1 | 297.76
004301EB49R900F-P | ROC OTAP PGTL 1F DIEL,900F | PCE | 1 | 322.24
004301EB1TD150F-P | SST OTAP PGTL 1F TONE,150F | PCE | 1 | 89.04
004301EB1TD200F-P | SST OTAP PGTL 1F TONE,200F | PCE | 1 | 101.72
004301EB1TD250F-P | SST OTAP PGTL 1F TONE,250F | PCE | 1 | 114.44
004301EB1TD300F-P | SST OTAP PGTL 1F TONE,300F | PCE | 1 | 145.94
004301EB1TD350F-P | SST OTAP PGTL 1F TONE,350F | PCE | 1 | 158.66
004301EB1TD400F-P | SST OTAP PGTL 1F TONE,400F | PCE | 1 | 185.44
004301EB1TD500F-P | SST OTAP PGTL 1F TONE,500F | PCE | 1 | 213.5
004301EB1TD600F-P | SST OTAP PGTL 1F TONE,600F | PCE | 1 | 271.22
004301EB1TD700F-P | SST OTAP PGTL 1F TONE,700F | PCE | 1 | 299.28
004301EB1TD750F-P | SST OTAP PGTL 1F TONE,750F | PCE | 1 | 313.32
004301EB1TD800F-P | SST OTAP PGTL 1F TONE,800F | PCE | 1 | 327.34
004301EB1TDA00F-P | SST OTAP PGTL 1F TONE,A00F | PCE | 1 | 383.46
004301EB1TDC00F-P | SST OTAP PGTL 1F TONE,C00F | PCE | 1 | 443.52
004301EB1TDF00F-P | SST OTAP PGTL 1F TONE,F00F | PCE | 1 | 527.7
004301EB1TDL00F-P | SST OTAP PGTL 1F TONE,L00F | PCE | 1 | 668
004301EB1TR050F-P | ROC OTAP PGTL 1F TONE,050F | PCE | 1 | 63.22
004301EB1TR100F-P | ROC OTAP PGTL 1F TONE,100F | PCE | 1 | 75.56
004301EB1TR150F | ROC OTAP PGTL 1F TONE,150F | PCE | 35 | 81.6
004301EB1TR150F-P | ROC OTAP PGTL 1F TONE,150F | PCE | 1 | 87.88
004301EB1TR200F-P | ROC OTAP PGTL 1F TONE,200F | PCE | 1 | 100.2
004301EB1TR250F-P | ROC OTAP PGTL 1F TONE,250F | PCE | 1 | 112.54
004301EB1TR300F-P | ROC OTAP PGTL 1F TONE,300F | PCE | 1 | 143.66
004301EB1TR350F | ROC OTAP PGTL 1F TONE,350F | PCE | 15 | 149.7
004301EB1TR350F-P | ROC OTAP PGTL 1F TONE,350F | PCE | 1 | 155.98
004301EB1TR400F-P | ROC OTAP PGTL 1F TONE,400F | PCE | 1 | 182.26
004301EB1TR500F | ROC OTAP PGTL 1F TONE,500F | PCE | 8 | 202.92
004301EB1TR500F-P | ROC OTAP PGTL 1F TONE,500F | PCE | 1 | 209.52
004301EB1TR600F-P | ROC OTAP PGTL 1F TONE,600F | PCE | 1 | 266.42
004301EB1TR750F-P | ROC OTAP PGTL 1F TONE,750F | PCE | 1 | 307.32
MOB-1244FDR00FW-P | MULTIPORT STUB,12 SCA,R00F | PCE | 1 | 1644.48
MOB-1244TD050FW | MULTIPORT 12F TONE,050F | PCE | 7 | 334.12
MOB-1244TD050FW-P | MULTIPORT 12F TONE,050F | PCE | 1 | 350.84
MOB-1244TD100FW | MULTIPORT 12F TONE,100F | PCE | 7 | 357.92
MOB-1244TD100FW-P | MULTIPORT STUB,12 SCA,100F | PCE | 1 | 375.82
MOB-1244TD150FW-P | MULTIPORT 12F TONE,150F | PCE | 1 | 395.54
MOB-1244TD200FW-P | MULTIPORT 12F TONE,200F | PCE | 1 | 420.54
MOB-1244TD250FW | MULTIPORT 12F TONE,250F | PCE | 4 | 420.98
MOB-1244TD250FW-P | MULTIPORT 12F TONE,250F | PCE | 1 | 442.02
MOB-1244TD300FW-P | MULTIPORT 12F TONE,300F | PCE | 1 | 467.02
MOB-1244TD400FW-P | MULTIPORT 12F TONE,400F | PCE | 1 | 513.5
MOB-1244TD500FW | MULTIPORT 12F TONE,500F | PCE | 6 | 529.96
MOB-1244TD500FW-P | MULTIPORT 12F TONE,500F | PCE | 1 | 556.46
MOB-1244TD700FW-P | MULTIPORT STUB,12 SCA,700F | PCE | 1 | 656.44
MOB-1244TD750FW | MULTIPORT STUB,12 SCA,750F | PCE | 6 | 648.98
MOB-1244TD750FW-P | MULTIPORT 12F TONE,750F | PCE | 1 | 681.44
MOB-1244TDA00FW | MULTIPORT STUB,12 SCA,A00F | PCE | 6 | 768.02
MOB-1244TDA00FW-P | MULTIPORT 12F TONE,A00F | PCE | 1 | 806.42
MOB-1244TDD00FW | MULTIPORT STUB,12 SCA,D00F | PCE | 6 | 912.5
MOB-1244TDF00FW | MULTIPORT STUB,12 SCA,F00F | PCE | 6 | 1007.72
MOB-1244TDF00FW-P | MULTIPORT 12F TONE,F00F | PCE | 1 | 1058.1
MOB-1244TDL00FW | MULTIPORT STUB,12 SCA,L00F | PCE | 6 | 1302.64
MOB-1244TDL00FW-P | MULTIPORT STUB,12 SCA,L00F | PCE | 1 | 1367.76
MTB-0244FD010FW | MULTIPORT 2F DIEL OTIP,010F | PCE | 34 | 375.36
MTB-0244FD010FW-P | MULTIPORT 2F DIEL OTIP,010F | PCE | 1 | 394.12
MTB-0244FD020FW | 02 SCA,020FMULTIPORT OPTITIP®, | PCE | 34 | 379.06
MTB-0244TD200FW-P | MULTIPORT 2F TONE OTIP,200F | PCE | 1 | 479.22
MTB-0244TD250FW-P | 02 SCA,250FMULTIPORT OPTITIP®, | PCE | 1 | 603.28
MTB-0244TD300FW-P | 02 SCA,300FMULTIPORT OPTITIP®, | PCE | 1 | 625.52
MOB-0844TDD00FW | MULTIPORT STUB,08 SCA,D00F | PCE | 6 | 777.1
MOB-0844TDF00FW | MULTIPORT STUB,08 SCA,F00F | PCE | 6 | 866.02
MOB-0844TDF00FW-P | MULTIPORT STUB,08 SCA,F00F | PCE | 1 | 909.32
MOB-0844TDL00FW | MULTIPORT STUB,08 SCA,L00F | PCE | 6 | 1145.18
MOB-0844TDL00FW-P | MULTIPORT STUB,08 SCA,L00F | PCE | 1 | 1202.44
MOB-0844TDL50FW-P | MULTIPORT STUB,08 SCA,L50F | PCE | 1 | 1383.86
MOB-0844TDR00FW-P | MULTIPORT STUB,08 SCA,R00F | PCE | 1 | 1593.94
MOB-1244FD050FW-P | MULTIPORT 12F DIEL,050F | PCE | 1 | 348.22
MOB-1244FD075FW-P | MULTIPORT STUB,12 SCA,075F | PCE | 1 | 359.38
MOB-1244FD100FW-P | MULTIPORT 12F DIEL,100F | PCE | 1 | 370.58
MOB-1244FD100MW-P | MULTIPORT 12F DIEL,100M | PCE | 1 | 460.32
MOB-1244FD125FW-P | MULTIPORT STUB,12 SCA,125F | PCE | 1 | 376.5
MOB-1244FD150FW-P | MULTIPORT 12F DIEL,150F | PCE | 1 | 387.68
MOB-1244FD200FW-P | MULTIPORT 12F DIEL,200F | PCE | 1 | 410.04
MOB-1244FD250FW | MULTIPORT STUB,12 SCA,250F | PCE | 6 | 408.48
MOB-1244FD250FW-P | MULTIPORT 12F DIEL,250F | PCE | 1 | 428.9
MOB-1244FD400FW-P | MULTIPORT 12F DIEL,400F | PCE | 1 | 492.48
MOB-1244FD500FW-P | MULTIPORT 12F DIEL,500F | PCE | 1 | 530.2
MOB-1244FD600FW-P | MULTIPORT 12F DIEL,600F | PCE | 1 | 574.94
MOB-1244FD750FW | MULTIPORT STUB,12 SCA,750F | PCE | 6 | 611.46
MOB-1244FD750FW-P | MULTIPORT 12F DIEL,750F | PCE | 1 | 642.04
MOB-1244FD850FW-P | MULTIPORT STUB,12 SCA,850F | PCE | 1 | 686.78
MOB-1244FDA00FW-P | MULTIPORT 12F DIEL,A00F | PCE | 1 | 753.88
MOB-1244FDB00FW-P | MULTIPORT STUB,12 SCA,B00F | PCE | 1 | 800.38
MOB-1244FDB75FW-P | MULTIPORT STUB,12 SCA,B75F | PCE | 1 | 833.94
MOB-1244FDC00FW-P | MULTIPORT STUB,12 SCA,C00F | PCE | 1 | 845.1
MOB-1244FDF00FW-P | MULTIPORT 12F DIEL,F00F | PCE | 1 | 979.32
MOB-1244FDJ00FW | MULTIPORT STUB,12 SCA,J00F | PCE | 6 | 1117.38
MOB-1244FDL00FW-P | MULTIPORT 12F DIEL,L00F | PCE | 1 | 1262.72
MTB-0444TD300FW-P | 04 SCA,300FMULTIPORT OPTITIP®, | PCE | 1 | 662.78
MTB-0444TD350FW-P | 04 SCA,350FMULTIPORT OPTITIP®, | PCE | 1 | 685.02
MTB-0444TD400FW-P | MULTIPORT 4F TONE OTIP,400F | PCE | 1 | 767.28
MTB-0444TD450FW-P | 04 SCA,450FMULTIPORT OPTITIP®, | PCE | 1 | 789.52
MTB-0444TD500FW-P | 04 SCA,500FMULTIPORT OPTITIP®, | PCE | 1 | 811.76
MTB-0444TD550FW-P | 04 SCA,550FMULTIPORT OPTITIP®, | PCE | 1 | 872.12
MTB-0444TD600FW-P | 04 SCA,600FMULTIPORT OPTITIP®, | PCE | 1 | 894.36
MTB-0444TD700FW-P | MULTIPORT 4F TONE OTIP,700F | PCE | 1 | 938.86
MTB-0644FD010FW | MULTIPORT 6F DIEL OTIP,010F | PCE | 24 | 487.92
MTB-0644FD010FW-P | MULTIPORT 6F DIEL OTIP,010F | PCE | 1 | 512.3
MTB-0644FD025FW | 06 SCA,025FMULTIPORT OPTITIP®, | PCE | 24 | 494.1
MTB-0644FD025FW-P | MULTIPORT 6F DIEL OTIP,025F | PCE | 1 | 518.8
MTB-0644FD100FW-P | MULTIPORT 6F DIEL OTIP,100F | PCE | 1 | 551.26
MTB-0644FD150FW-P | 06 SCA,150FMULTIPORT OPTITIP®, | PCE | 1 | 572.9
MTB-0644FD200FW-P | MULTIPORT 6F DIEL OTIP,200F | PCE | 1 | 594.54
MTB-0644FD250FW-P | 06 SCA,250FMULTIPORT OPTITIP®, | PCE | 1 | 717.98
MTB-0644FD300FW-P | MULTIPORT 6F DIEL OTIP,300F | PCE | 1 | 739.62
MTB-0644FD400FW-P | MULTIPORT 6F DIEL OTIP,400F | PCE | 1 | 842.9
MTB-0644FD500FW-P | 06 SCA,500FMULTIPORT OPTITIP®, | PCE | 1 | 886.16
MTB-0644FD600FW-P | 06 SCA,600FMULTIPORT OPTITIP®, | PCE | 1 | 967.56
MTB-0644FD700FW-P | 06 SCA,700FMULTIPORT OPTITIP®, | PCE | 1 | 1010.82
MTB-0644FD800FW-P | MULTIPORT 6F DIEL OTIP,800F | PCE | 1 | 1054.1
MTB-0644FD900FW-P | 06 SCA,900FMULTIPORT OPTITIP®, | PCE | 1 | 1097.36
MTB-0644FDA00FW-P | 06 SCA,A00FMULTIPORT OPTITIP®, | PCE | 1 | 1140.66
MTB-0644TD025FW-P | 06 SCA,025FMULTIPORT OPTITIP®, | PCE | 1 | 520.18
MTB-0644TD750FW-P | 06 SCA,750FMULTIPORT OPTITIP®, | PCE | 1 | 1074.4
MTB-0844FD010FW | MULTIPORT 8F DIEL OTIP,010F | PCE | 24 | 576.68
MTB-0844FD010FW-P | MULTIPORT 8F DIEL OTIP,010F | PCE | 1 | 605.5
MTB-0844FD025FW | 08 SCA,025FMULTIPORT OPTITIP®, | PCE | 24 | 583.4
MTB-0244TD350FW-P | 02 SCA,350FMULTIPORT OPTITIP®, | PCE | 1 | 647.76
MTB-0244TD400FW-P | 02 SCA,400FMULTIPORT OPTITIP®, | PCE | 1 | 730.02
MTB-0244TD550FW-P | 02 SCA,550FMULTIPORT OPTITIP®, | PCE | 1 | 834.86
MTB-0444FD010FW | MULTIPORT 4F DIEL OTIP,010F | PCE | 34 | 410.84
MTB-0444FD010FW-P | MULTIPORT 4F DIEL OTIP,010F | PCE | 1 | 431.38
MTB-0444FD020FW-P | 04 SCA,020FMULTIPORT OPTITIP®, | PCE | 1 | 435.26
MTB-0444FD025FW-P | MULTIPORT 4F DIEL OTIP,025F | PCE | 1 | 437.22
MTB-0444FD040FW | 04 SCA,040FMULTIPORT OPTITIP®, | PCE | 24 | 421.96
MTB-0444FD100FW-P | MULTIPORT 4F DIEL OTIP,100F | PCE | 1 | 466.4
MTB-0444FD125FW-P | MULTIPORT 4F DIEL OTIP,125F | PCE | 1 | 476.12
MTB-0444FD150FW-P | MULTIPORT 4F DIEL OTIP,150F | PCE | 1 | 485.86
MTB-0444FD200FW-P | MULTIPORT 4F DIEL OTIP,200F | PCE | 1 | 505.3
MTB-0444FD250FW-P | MULTIPORT 4F DIEL OTIP,250F | PCE | 1 | 626.56
MTB-0444FD300FW-P | 04 SCA,300FMULTIPORT OPTITIP®, | PCE | 1 | 646
MTB-0444FD350FW-P | 04 SCA,350FMULTIPORT OPTITIP®, | PCE | 1 | 665.46
MTB-0444FD400FW-P | MULTIPORT 4F DIEL OTIP,400F | PCE | 1 | 744.92
MTB-0444FD450FW-P | 04 SCA,450FMULTIPORT OPTITIP®, | PCE | 1 | 764.36
MTB-0444FD500FW-P | MULTIPORT 4F DIEL OTIP,500F | PCE | 1 | 783.82
MTB-0444FD550FW-P | 04 SCA,550FMULTIPORT OPTITIP®, | PCE | 1 | 841.36
MTB-0444FD600FW-P | MULTIPORT 4F DIEL OTIP,600F | PCE | 1 | 860.82
MTB-0444FD650FW-P | 04 SCA,650FMULTIPORT OPTITIP®, | PCE | 1 | 880.26
MTB-0444FD700FW-P | 04 SCA,700FMULTIPORT OPTITIP®, | PCE | 1 | 899.72
MTB-0444FD800FW-P | 04 SCA,800FMULTIPORT OPTITIP®, | PCE | 1 | 938.62
MTB-0444FD900FW-P | 04 SCA,900FMULTIPORT OPTITIP®, | PCE | 1 | 977.52
MTB-0444FD950FW-P | MULTIPORT 4F DIEL OTIP,950F | PCE | 1 | 996.98
MTB-0444FDA00FW-P | 04 SCA,A00FMULTIPORT OPTITIP®, | PCE | 1 | 1016.42
MTB-0444FDB00FW-P | 04 SCA,B00FMULTIPORT OPTITIP®, | PCE | 1 | 1055.32
MTB-0444TD200FW-P | MULTIPORT 4F TONE OTIP,200F | PCE | 1 | 516.48
MTB-0444TD250FW-P | 04 SCA,250FMULTIPORT OPTITIP®, | PCE | 1 | 640.54
D14401EBPFR125F | ROC PLOK/SCA 1F DIEL,125F | PCE | 50 | 121.82
Z0090E4GPN0DP010F | 144F EDGE P OS2 XXX/MTP 10F | PCE | 1 | 4754
Z0090E4GAD0DP010M | 144F EDGE P OS2 XXX/MTP 10M | PCE | 1 | 7584.26
Z0090E4GAD0DP003M | 144F EDGE P OS2 XXX/MTP 3M | PCE | 1 | 6571.92
Z0090U8GPN0DP010F | 288F EDGE P OS2 XXX/MTP 10F | PCE | 1 | 9401.62
Z0090U8GPN0DP010M | 288F EDGE P OS2 XXX/MTP 10M | PCE | 1 | 10118.78
Z00E516QPN0DP010F | 16F EDGE8 P OM4 XXX/MTP 10F | PCE | 1 | 802.14
Z00E524QPN0DP010F | 24F EDGE8 P OM4 XXX/MTP 10F | PCE | 1 | 957.62
Z009096GPN0DP010F | 96F EDGE P OS2 XXX/MTP 10F | PCE | 1 | 3169.34
Z009096GAD0DP010F | 96F EDGE P OS2 XXX/MTP 10F | PCE | 1 | 4455.14
Z009072GPN0DP010F | 72F EDGE P OS2 XXX/MTP 10F | PCE | 1 | 2377
Z009048GPN0DP010F | 48F EDGE P OS2 XXX/MTP 10F | PCE | 1 | 1436.82
Z009048GAD0DP010F | 48F EDGE P OS2 XXX/MTP 10F | PCE | 1 | 2065.72
Z009024GPN0DP010F | 24F EDGE P OS2 XXX/MTP 10F | PCE | 1 | 830.62
Z009024GAD0DP010F | 24F EDGE P OS2 XXX/MTP 10F | PCE | 1 | 1244.92
Z00E548QPN0DP010F | 48F EDGE8 P OM4 XXX/MTP 10F | PCE | 1 | 1912.34
Z00E716GPN0DP010F | 16F EDGE8 P OS2 XXX/MTP 10F | PCE | 1 | 798.06
Z00E724GPN0DP010F | 24F EDGE8 P OS2 XXX/MTP 10F | PCE | 1 | 923.52
Z00E732GAD0DP010F | 32F EDGE8 P OS2 XXX/MTP 10F | PCE | 1 | 1863.68
Z00E748GPN0DP010F | 48F EDGE8 P OS2 XXX/MTP 10F | PCE | 1 | 1594.12
Z00E772GAD0DP010F | 72F EDGE8 P OS2 XXX/MTP 10F | PCE | 1 | 3698.6
Z00E7U8GPN0DP010F | 288F EDGE8 P OS2 XXX/MTP 10F | PCE | 1 | 11679.8
Z757512TADDDU010F | 12F EDGE P OM3 MTP/MTP 10F | PCE | 1 | 1128.82
Z757512TPNDDP005M | 12F EDGE P OM3 MTP/MTP 5M | PCE | 1 | 707.2
Z757512TPNDDP010F | 12F EDGE P OM3 MTP/MTP 10F | PCE | 1 | 674.74
Z757512TPNDDP010M | 12F EDGE P OM3 MTP/MTP 10M | PCE | 1 | 790.44
Z757512TPNDDU003M | 12F EDGE P OM3 MTP/MTP 3M | PCE | 1 | 673.94
Z757512TPNDDU005M | 12F EDGE P OM3 MTP/MTP 5M | PCE | 1 | 707.2
Z757512TPNDDU010F | 12F EDGE P OM3 MTP/MTP 10F | PCE | 1 | 674.74
Z757512TPNDDU020F | 12F EDGE P OM3 MTP/MTP 20F | PCE | 1 | 725.46
W0090E4GUF0BP010M | 144F OS2 IO LT R XXX/MTP 10M | PCE | 1 | 7022.3
W0090E4GUF0BP020F | 144F OS2 IO LT R XXX/MTP 20F | PCE | 1 | 6676.58
W757512QAFBBU020F | 12F OM4 IO LT R MTP/MTP 20F | PCE | 1 | 2544.32
W757512QAFBBU030F | 12F OM4 IO LT R MTP/MTP 30F | PCE | 1 | 2677.32
W757512TAFBBP020F | 12F OM3 IO LT R MTP/MTP 20F | PCE | 1 | 2403.58
W757512TAFBBU020F | 12F OM3 IO LT R MTP/MTP 20F | PCE | 1 | 2403.58
W757512TUFBBU020F | 12F OM3 IO LT R MTP/MTP 20F | PCE | 1 | 1820.98
W757524QAFBBU020F | 24F OM4 IO LT R MTP/MTP 20F | PCE | 1 | 3701.32
W757524QAFBBU030F | 24F OM4 IO LT R MTP/MTP 30F | PCE | 1 | 3953.88
W757524TUFBBU020F | 24F OM3 IO LT R MTP/MTP 20F | PCE | 1 | 2678.12
Y757512TAFBBU020F | 12F OM3 IO LT R MTP/MTP 20F | PCE | 1 | 2654.44
Y757524QAFBBU020F | 24F OM4 IO LT R MTP/MTP 20F | PCE | 1 | 3952.16
Y757548QAFBBP020F | 48F OM4 IO LT R MTP/MTP 20F | PCE | 1 | 6420.46
Y909012GAFBBU020F | 12F OS2 IO LT R MTP/MTP 20F | PCE | 1 | 2521.46
Y909012GWPBBP020F | 12F OS2 IO LT P MTP/MTP 20F | PCE | 1 | 2161.46
Y909024GAFBBP020F | 24F OS2 IO LT R MTP/MTP 20F | PCE | 1 | 3548.06
Y909024GAFBBU020F | 24F OS2 IO LT R MTP/MTP 20F | PCE | 1 | 3548.06
Y909048GAFBBP020F | 48F OS2 IO LT R MTP/MTP 20F | PCE | 1 | 5750.76
Y909048GUFBBU020M | 48F OS2 IO LT R MTP/MTP 20M | PCE | 1 | 6182.76
Z007512QPN0DP005M | 12F EDGE P OM4 XXX/MTP 5M | PCE | 1 | 452.88
Z007512QPN0DP010M | 12F EDGE P OM4 XXX/MTP 10M | PCE | 1 | 546.34
Z007524QPN0DP010F | 24F EDGE P OM4 XXX/MTP 10F | PCE | 1 | 863.32
Z007572QPN0DP010F | 72F EDGE P OM4 XXX/MTP 10F | PCE | 1 | 2768.24
Z0075AZQPN0DP010F | 576F EDGE P OM4 XXX/MTP 10F | PCE | 1 | 39302.9
Z0075E4QPN0DP010F | 144F EDGE P OM4 XXX/MTP 10F | PCE | 1 | 5536.48
Z009012GAD0DP010F | 12F EDGE P OS2 XXX/MTP 10F | PCE | 1 | 648.8
Z009012GPN0DP003M | 12F EDGE P OS2 XXX/MTP 3M | PCE | 1 | 395.82
Z009012GPN0DP005M | 12F EDGE P OS2 XXX/MTP 5M | PCE | 1 | 409.6
Z009012GPN0DP010M | 12F EDGE P OS2 XXX/MTP 10M | PCE | 1 | 444.04
Z757548QPNDDU010M | 48F EDGE P OM4 MTP/MTP 10M | PCE | 1 | 3389.62
Z757548QPNDDU020F | 48F EDGE P OM4 MTP/MTP 20F | PCE | 1 | 3005.52
Z757548QPNDDU020M | 48F EDGE P OM4 MTP/MTP 20M | PCE | 1 | 4373.42
Z757548QPNDDU030F | 48F EDGE P OM4 MTP/MTP 30F | PCE | 1 | 3305.4
Z757548TADDDU010F | 48F EDGE P OM3 MTP/MTP 10F | PCE | 1 | 3679.46
Z757572QPNDDU030F | 72F EDGE P OM4 MTP/MTP 30F | PCE | 1 | 5311.58
Z757572TPNDDP010F | 72F EDGE P OM3 MTP/MTP 10F | PCE | 1 | 4187.06
Z757596QADDDU010F | 96F EDGE P OM4 MTP/MTP 10F | PCE | 1 | 8253.34
Z757596QADDDU010M | 96F EDGE P OM4 MTP/MTP 10M | PCE | 1 | 10373.6
Z757596QPNDDP010F | 96F EDGE P OM4 MTP/MTP 10F | PCE | 1 | 5882.62
Z757596QPNDDU010F | 96F EDGE P OM4 MTP/MTP 10F | PCE | 1 | 5882.62
Z757596QPNDDU020F | 96F EDGE P OM4 MTP/MTP 20F | PCE | 1 | 6482.38
Z757596QPNDDU030F | 96F EDGE P OM4 MTP/MTP 30F | PCE | 1 | 7082.1
Z757596TADDDU010F | 96F EDGE P OM3 MTP/MTP 10F | PCE | 1 | 7788.56
Z757596TPNDDP010F | 96F EDGE P OM3 MTP/MTP 10F | PCE | 1 | 5582.76
Z757596TPNDDU010F | 96F EDGE P OM3 MTP/MTP 10F | PCE | 1 | 5582.76
Z757596TPNDDU010M | 96F EDGE P OM3 MTP/MTP 10M | PCE | 1 | 6677.08
Z7575AKQPNDDU010F | 432F EDGE P OM4 MTP/MTP 10F | PCE | 1 | 23976.76
Z7575AZQPNDDU010F | 576F EDGE P OM4 MTP/MTP 10F | PCE | 1 | 36409.16
Z7575AZTPNDDU020F | 576F EDGE P OM3 MTP/MTP 20F | PCE | 1 | 31431.16
Z7575E4QADDDU010M | 144F EDGE P OM4 MTP/MTP 10M | PCE | 1 | 15444.56
Z7575E4QPNDDP010F | 144F EDGE P OM4 MTP/MTP 10F | PCE | 1 | 8823.94
Z7575E4QPNDDU005M | 144F EDGE P OM4 MTP/MTP 5M | PCE | 1 | 9400.08
Z7575E4QPNDDU010F | 144F EDGE P OM4 MTP/MTP 10F | PCE | 1 | 8823.94
Z7575E4TPNDDP010F | 144F EDGE P OM3 MTP/MTP 10F | PCE | 1 | 8374.16
Z7575E4TPNDDU010F | 144F EDGE P OM3 MTP/MTP 10F | PCE | 1 | 8374.16
Z7575K2QPNDDU010F | 192F EDGE P OM4 MTP/MTP 10F | PCE | 1 | 11265.84
Z7575M6QPNDDU010F | 216F EDGE P OM4 MTP/MTP 10F | PCE | 1 | 13035.5
Z7575U8QPNDDU010F | 288F EDGE P OM4 MTP/MTP 10F | PCE | 1 | 16730.18
Z757512TPNDDU020M | 12F EDGE P OM3 MTP/MTP 20M | PCE | 1 | 956.86
Z757524QADDDP030F | 24F EDGE P OM4 MTP/MTP 30F | PCE | 1 | 2533.78
Z757524QADDDU010F | 24F EDGE P OM4 MTP/MTP 10F | PCE | 1 | 2180.44
Z757524QPNDDP010F | 24F EDGE P OM4 MTP/MTP 10F | PCE | 1 | 1441.74
Z757524QPNDDP010M | 24F EDGE P OM4 MTP/MTP 10M | PCE | 1 | 1701.62
Z757524QPNDDP030F | 24F EDGE P OM4 MTP/MTP 30F | PCE | 1 | 1669.62
Z757524QPNDDU003M | 24F EDGE P OM4 MTP/MTP 3M | PCE | 1 | 1439.92
Z757524QPNDDU005M | 24F EDGE P OM4 MTP/MTP 5M | PCE | 1 | 1514.72
Z757524QPNDDU010F | 24F EDGE P OM4 MTP/MTP 10F | PCE | 1 | 1441.74
Z757524QPNDDU010M | 24F EDGE P OM4 MTP/MTP 10M | PCE | 1 | 1701.62
Z757524QPNDDU020F | 24F EDGE P OM4 MTP/MTP 20F | PCE | 1 | 1555.66
Z757524QPNDDU020M | 24F EDGE P OM4 MTP/MTP 20M | PCE | 1 | 2075.48
Z757524QPNDDU030F | 24F EDGE P OM4 MTP/MTP 30F | PCE | 1 | 1669.62
Z757524TADDDU010F | 24F EDGE P OM3 MTP/MTP 10F | PCE | 1 | 2133.6
Z757524TPNDDP005M | 24F EDGE P OM3 MTP/MTP 5M | PCE | 1 | 1477.04
Z757524TPNDDP010F | 24F EDGE P OM3 MTP/MTP 10F | PCE | 1 | 1411.74
Z757524TPNDDP020F | 24F EDGE P OM3 MTP/MTP 20F | PCE | 1 | 1513.7
Z757524TPNDDP030F | 24F EDGE P OM3 MTP/MTP 30F | PCE | 1 | 1615.66
Z757524TPNDDU010F | 24F EDGE P OM3 MTP/MTP 10F | PCE | 1 | 1411.74
Z757524TPNDDU010M | 24F EDGE P OM3 MTP/MTP 10M | PCE | 1 | 1644.3
Z757536QPNDDP010F | 36F EDGE P OM4 MTP/MTP 10F | PCE | 1 | 2071.04
Z757536QPNDDU010F | 36F EDGE P OM4 MTP/MTP 10F | PCE | 1 | 2071.04
Z757548QADDDU010F | 48F EDGE P OM4 MTP/MTP 10F | PCE | 1 | 3911.84
Z757548QPNDDP010F | 48F EDGE P OM4 MTP/MTP 10F | PCE | 1 | 2705.66
Z757548QPNDDP020F | 48F EDGE P OM4 MTP/MTP 20F | PCE | 1 | 3005.52
Z757548QPNDDP030F | 48F EDGE P OM4 MTP/MTP 30F | PCE | 1 | 3305.4
Z757548QPNDDU003M | 48F EDGE P OM4 MTP/MTP 3M | PCE | 1 | 2700.94
Z757548QPNDDU005M | 48F EDGE P OM4 MTP/MTP 5M | PCE | 1 | 2897.7
Z757548QPNDDU010F | 48F EDGE P OM4 MTP/MTP 10F | PCE | 1 | 2705.66
JE6E608QE8-NB020F | 8F EDGE8 JMP OM4 MTP/MTP 20F | PCE | 1 | 426.92
JE6E608QE8-NB020M | 8F EDGE8 JMP OM4 MTP/MTP 20M | PCE | 1 | 575.14
JE6E608QE8-NB030F | 8F EDGE8 JMP OM4 MTP/MTP 30F | PCE | 1 | 459.42
JE6E608TE8-NA001M | 8F EDGE8 JMP OM3 MTP/MTP 1M | PCE | 1 | 347.3
JE6E608TE8-NA010F | 8F EDGE8 JMP OM3 MTP/MTP 10F | PCE | 1 | 359.82
JE6E608TE8-NA010M | 8F EDGE8 JMP OM3 MTP/MTP 10M | PCE | 1 | 402.36
JE6E608TE8-NB001M | 8F EDGE8 JMP OM3 MTP/MTP 1M | PCE | 1 | 347.3
JE6E608TE8-NB003F | 8F EDGE8 JMP OM3 MTP/MTP 3F | PCE | 1 | 346.78
JE6E608TE8-NB003M | 8F EDGE8 JMP OM3 MTP/MTP 3M | PCE | 1 | 359.54
JE6E608TE8-NB010F | 8F EDGE8 JMP OM3 MTP/MTP 10F | PCE | 1 | 359.82
JE7E708GE8-NA003F | 8F EDGE8 JMP OS2 MTP/MTP 3F | PCE | 1 | 448.36
JE7E708GE8-NB001M | 8F EDGE8 JMP OS2 MTP/MTP 1M | PCE | 1 | 448.6
JE7E708GE8-NB003F | 8F EDGE8 JMP OS2 MTP/MTP 3F | PCE | 1 | 448.36
JE7E708GE8-NB010F | 8F EDGE8 JMP OS2 MTP/MTP 10F | PCE | 1 | 454.44
JE7E808GE8-NA003M | 8F EDGE8 JMP OS2 MTP/MTP 3M | PCE | 1 | 454.28
JE7E808GE8-NB001M | 8F EDGE8 JMP OS2 MTP/MTP 1M | PCE | 1 | 448.56
JE7E808GE8-NB003F | 8F EDGE8 JMP OS2 MTP/MTP 3F | PCE | 1 | 448.34
JE7E808GE8-NB003M | 8F EDGE8 JMP OS2 MTP/MTP 3M | PCE | 1 | 454.28
JE7E808GE8-NB005M | 8F EDGE8 JMP OS2 MTP/MTP 5M | PCE | 1 | 459.98
JE7E808GE8-NB010F | 8F EDGE8 JMP OS2 MTP/MTP 10F | PCE | 1 | 454.42
N0090E4GPN0DP020M | 144F PNP P OS2 XXX/MTP 20M | PCE | 1 | 5260.4
N696912KPNDDU010F | 12F PNP P MTP/MTP 10F | PCE | 1 | 712.32
N696924KPNDDU010F | 24F PNP P MTP/MTP 10F | PCE | 1 | 1377.24
N6969E4KPNDDU010F | 144F PNP P MTP/MTP 10F | PCE | 1 | 8069.66
N750512QPNDMW010F | 12F PNP P OM4 MTP/LC 10F | PCE | 1 | 973.54
N755712QPNDLW010F | 12F PNP P OM4 MTP/SC 10F | PCE | 1 | 870.96
N755724QPNDLW010F | 24F PNP P OM4 MTP/SC 10F | PCE | 1 | 1652.92
N757512QPNDDP010F | 12F PNP P OM4 MTP/MTP 10F | PCE | 1 | 703.76
N757512QPNDDU005M | 12F PNP P OM4 MTP/MTP 5M | PCE | 1 | 740.94
JE5E608QE8-NA020M | 8F EDGE8 JMP OM4 MTP/MTP 20M | PCE | 1 | 575.12
JE5E608QE8-NA030F | 8F EDGE8 JMP OM4 MTP/MTP 30F | PCE | 1 | 459.4
JE5E608QE8-NB001M | 8F EDGE8 JMP OM4 MTP/MTP 1M | PCE | 1 | 372.58
JE5E608QE8-NB003F | 8F EDGE8 JMP OM4 MTP/MTP 3F | PCE | 1 | 371.68
JE5E608QE8-NB003M | 8F EDGE8 JMP OM4 MTP/MTP 3M | PCE | 1 | 393.9
JE5E608QE8-NB005M | 8F EDGE8 JMP OM4 MTP/MTP 5M | PCE | 1 | 415.22
JE5E608QE8-NB010F | 8F EDGE8 JMP OM4 MTP/MTP 10F | PCE | 1 | 394.42
JE5E608QE8-NB010M | 8F EDGE8 JMP OM4 MTP/MTP 10M | PCE | 1 | 468.52
JE5E608QE8-NB020F | 8F EDGE8 JMP OM4 MTP/MTP 20F | PCE | 1 | 426.9
JE5E608QE8-NB020M | 8F EDGE8 JMP OM4 MTP/MTP 20M | PCE | 1 | 575.12
JE5E608QE8-NB030F | 8F EDGE8 JMP OM4 MTP/MTP 30F | PCE | 1 | 459.4
JE5E608TE8-NA001M | 8F EDGE8 JMP OM3 MTP/MTP 1M | PCE | 1 | 347.28
JE5E608TE8-NB001M | 8F EDGE8 JMP OM3 MTP/MTP 1M | PCE | 1 | 347.28
JE5E608TE8-NB003F | 8F EDGE8 JMP OM3 MTP/MTP 3F | PCE | 1 | 346.76
JE6E608QE8-NA001M | 8F EDGE8 JMP OM4 MTP/MTP 1M | PCE | 1 | 372.6
JE6E608QE8-NA003F | 8F EDGE8 JMP OM4 MTP/MTP 3F | PCE | 1 | 371.7
JE6E608QE8-NA003M | 8F EDGE8 JMP OM4 MTP/MTP 3M | PCE | 1 | 393.92
JE6E608QE8-NA005M | 8F EDGE8 JMP OM4 MTP/MTP 5M | PCE | 1 | 415.24
JE6E608QE8-NA010F | 8F EDGE8 JMP OM4 MTP/MTP 10F | PCE | 1 | 394.44
JE6E608QE8-NA010M | 8F EDGE8 JMP OM4 MTP/MTP 10M | PCE | 1 | 468.54
JE6E608QE8-NA030F | 8F EDGE8 JMP OM4 MTP/MTP 30F | PCE | 1 | 459.42
JE6E608QE8-NB001M | 8F EDGE8 JMP OM4 MTP/MTP 1M | PCE | 1 | 372.6
JE6E608QE8-NB003F | 8F EDGE8 JMP OM4 MTP/MTP 3F | PCE | 1 | 371.7
JE6E608QE8-NB003M | 8F EDGE8 JMP OM4 MTP/MTP 3M | PCE | 1 | 393.92
JE6E608QE8-NB005F | 8F EDGE8 JMP OM4 MTP/MTP 5F | PCE | 1 | 378.18
JE6E608QE8-NB005M | 8F EDGE8 JMP OM4 MTP/MTP 5M | PCE | 1 | 415.24
JE6E608QE8-NB007F | 8F EDGE8 JMP OM4 MTP/MTP 7F | PCE | 1 | 384.68
JE6E608QE8-NB010F | 8F EDGE8 JMP OM4 MTP/MTP 10F | PCE | 1 | 394.44
JE6E608QE8-NB010M | 8F EDGE8 JMP OM4 MTP/MTP 10M | PCE | 1 | 468.54
N9090E4GPNDDU010F | 144F PNP P OS2 MTP/MTP 10F | PCE | 1 | 7587.96
N9090E4GPNDDU020F | 144F PNP P OS2 MTP/MTP 20F | PCE | 1 | 7803.26
N930512QPNCMZ010F | 12F PNP P OM4 MTP/LC 10F | PCE | 1 | 971.84
N937512QPNCDX010F | 12F PNP P OM4 MTP/MTP 10F | PCE | 1 | 702.06
N939312QPNDDU005M | 12F PNP P OM4 MTP/MTP 5M | PCE | 1 | 737.56
N939312QPNDDU010F | 12F PNP P OM4 MTP/MTP 10F | PCE | 1 | 700.38
N939312QPNDDU010M | 12F PNP P OM4 MTP/MTP 10M | PCE | 1 | 832.86
N939372QPNDDU005M | 72F PNP P OM4 MTP/MTP 5M | PCE | 1 | 4110.78
W007512QUF0BP020F | 12F OM4 IO LT R XXX/MTP 20F | PCE | 1 | 1528.42
W007512QWP0BP020F | 12F OM4 IO LT P XXX/MTP 20F | PCE | 1 | 1399.32
W007524QUF0BP020F | 24F OM4 IO LT R XXX/MTP 20F | PCE | 1 | 2145.24
W007524QWP0BP020F | 24F OM4 IO LT P XXX/MTP 20F | PCE | 1 | 2335.06
W007596QUF0BP020F | 96F OM4 IO LT R XXX/MTP 20F | PCE | 1 | 6397.66
W009012GUF0BP020F | 12F OS2 IO LT R XXX/MTP 20F | PCE | 1 | 1218.18
W009012GWP0BP020F | 12F OS2 IO LT P XXX/MTP 20F | PCE | 1 | 1394.7
W009024GUF0BP020F | 24F OS2 IO LT R XXX/MTP 20F | PCE | 1 | 2325.84
W009024GWP0BP020F | 24F OS2 IO LT P XXX/MTP 20F | PCE | 1 | 1910.86
W009036GUF0BP020F | 36F OS2 IO LT R XXX/MTP 20F | PCE | 1 | 3163.82
W009048GAF0BP020F | 48F OS2 IO LT R XXX/MTP 20F | PCE | 1 | 3619.18
W009048GUF0BP020F | 48F OS2 IO LT R XXX/MTP 20F | PCE | 1 | 3676.98
W009048GWP0BP020F | 48F OS2 IO LT P XXX/MTP 20F | PCE | 1 | 2919.64
W009072GAF0BP020F | 72F OS2 IO LT R XXX/MTP 20F | PCE | 1 | 4777.64
W009072GUF0BP020F | 72F OS2 IO LT R XXX/MTP 20F | PCE | 1 | 5156.84
W009072GWP0BP020F | 72F OS2 IO LT P XXX/MTP 20F | PCE | 1 | 4564.78
W009096GAF0BP010M | 96F OS2 IO LT R XXX/MTP 10M | PCE | 1 | 6551.4
W009096GAF0BP020F | 96F OS2 IO LT R XXX/MTP 20F | PCE | 1 | 5984.18
W009096GUF0BP020F | 96F OS2 IO LT R XXX/MTP 20F | PCE | 1 | 6153.42
W0090E4GAF0BP010M | 144F OS2 IO LT R XXX/MTP 10M | PCE | 1 | 8948.06
W0090E4GAF0BP020F | 144F OS2 IO LT R XXX/MTP 20F | PCE | 1 | 8210.66
N757512QPNDDU010F | 12F PNP P OM4 MTP/MTP 10F | PCE | 1 | 703.76
N757512QPNDDU010M | 12F PNP P OM4 MTP/MTP 10M | PCE | 1 | 836.22
N757512QPNDDU020F | 12F PNP P OM4 MTP/MTP 20F | PCE | 1 | 761.82
N757512QPNDDU030F | 12F PNP P OM4 MTP/MTP 30F | PCE | 1 | 819.92
N757524QPNDDU010F | 24F PNP P OM4 MTP/MTP 10F | PCE | 1 | 1332.8
N757524QPNDDU020F | 24F PNP P OM4 MTP/MTP 20F | PCE | 1 | 1438.12
N757536QPNDDP010F | 36F PNP P OM4 MTP/MTP 10F | PCE | 1 | 1851.1
N757548QPNDDU010F | 48F PNP P OM4 MTP/MTP 10F | PCE | 1 | 2440.18
N757548TPNDDU010F | 48F PNP P OM3 MTP/MTP 10F | PCE | 1 | 2304.96
N757572QPNDDU005M | 72F PNP P OM4 MTP/MTP 5M | PCE | 1 | 4128.2
N7575E4QPNDDP010F | 144F PNP P OM4 MTP/MTP 10F | PCE | 1 | 7541.5
N7575E4QPNDDU010F | 144F PNP P OM4 MTP/MTP 10F | PCE | 1 | 7541.5
N7575E4QPNDDU010M | 144F PNP P OM4 MTP/MTP 10M | PCE | 1 | 9295.16
N907224GPNDLW010F | 24F PNP P OS2 MTP/SC 10F | PCE | 1 | 1760.04
N907224GPNDLW030F | 24F PNP P OS2 MTP/SC 30F | PCE | 1 | 1837.64
N907248GPNDLW010F | 48F PNP P OS2 MTP/SC 10F | PCE | 1 | 2932.44
N909012GPNDDC010F | 12F PNP P OS2 MTP/MTP 10F | PCE | 1 | 684.02
N909012GPNDDC030F | 12F PNP P OS2 MTP/MTP 30F | PCE | 1 | 722.84
N909012GPNDDP010F | 12F PNP P OS2 MTP/MTP 10F | PCE | 1 | 754.22
N909012GPNDDU010F | 12F PNP P OS2 MTP/MTP 10F | PCE | 1 | 754.22
N909024GPNDDU010F | 24F PNP P OS2 MTP/MTP 10F | PCE | 1 | 1438.68
N909024GPNDDU020F | 24F PNP P OS2 MTP/MTP 20F | PCE | 1 | 1477.48
N909024GPNDDU020M | 24F PNP P OS2 MTP/MTP 20M | PCE | 1 | 1654.52
N909048GPNDDU010F | 48F PNP P OS2 MTP/MTP 10F | PCE | 1 | 2402.4
N909048GPNDDU010M | 48F PNP P OS2 MTP/MTP 10M | PCE | 1 | 2575.14
N909072GPNDDU010F | 72F PNP P OS2 MTP/MTP 10F | PCE | 1 | 3899.04
N909096GPNDDU010F | 96F PNP P OS2 MTP/MTP 10F | PCE | 1 | 5127.3
N9090E4GPNDDP010F | 144F PNP P OS2 MTP/MTP 10F | PCE | 1 | 7587.96
N9090E4GPNDDU005M | 144F PNP P OS2 MTP/MTP 5M | PCE | 1 | 7725.84
ZE67908QPNCLZ003M | 8F EDGE8 P OM4 MTP/LC 3M | PCE | 1 | 965.98
ZE67908QPNCNZ010F | 8F EDGE8 P OM4 MTP/LC 10F | PCE | 1 | 966.98
ZE6E608QPNDDU010F | 8F EDGE8 P OM4 MTP/MTP 10F | PCE | 1 | 723.72
ZE6E608QPNDDU010M | 8F EDGE8 P OM4 MTP/MTP 10M | PCE | 1 | 866.8
ZE6E632QPNDDU010F | 32F EDGE8 P OM4 MTP/MTP 10F | PCE | 1 | 2281.94
ZE77808GPNDLW010F | 8F EDGE8 P OS2 MTP/LC 10F | PCE | 1 | 1019.14
ZE77816GPNDLW010F | 16F EDGE8 P OS2 MTP/LC 10F | PCE | 1 | 2008.92
ZE77824GPNDLW010F | 24F EDGE8 P OS2 MTP/LC 10F | PCE | 1 | 2299.08
ZE77832GPNDLW010F | 32F EDGE8 P OS2 MTP/LC 10F | PCE | 1 | 3243.6
ZE7E724GPNDDU030F | 24F EDGE8 P OS2 MTP/MTP 30F | PCE | 1 | 1823.92
ZE7E732GPNDDU010F | 32F EDGE8 P OS2 MTP/MTP 10F | PCE | 1 | 2445.56
ZE7E732GPNDDU020F | 32F EDGE8 P OS2 MTP/MTP 20F | PCE | 1 | 2515.02
ZE7E732GPNDDU030F | 32F EDGE8 P OS2 MTP/MTP 30F | PCE | 1 | 2584.48
ZE7E748GADDDU010F | 48F EDGE8 P OS2 MTP/MTP 10F | PCE | 1 | 4160.44
ZE7E748GPNDDU003M | 48F EDGE8 P OS2 MTP/MTP 3M | PCE | 1 | 2955.64
ZE7E748GPNDDU010F | 48F EDGE8 P OS2 MTP/MTP 10F | PCE | 1 | 2957.1
ZE7E748GPNDDU010M | 48F EDGE8 P OS2 MTP/MTP 10M | PCE | 1 | 3167.98
ZE7E772GADDDU010F | 72F EDGE8 P OS2 MTP/MTP 10F | PCE | 1 | 6789.94
ZE7E772GPNDDU010F | 72F EDGE8 P OS2 MTP/MTP 10F | PCE | 1 | 4921.32
ZE7E796GADDDU010F | 96F EDGE8 P OS2 MTP/MTP 10F | PCE | 1 | 8874.54
ZE7E796GPNDDU010F | 96F EDGE8 P OS2 MTP/MTP 10F | PCE | 1 | 6556.98
ZE7E7E4GPNDDU010F | 144F EDGE8 P OS2 MTP/MTP 10F | PCE | 1 | 9827.2
ZE7E7K2GPNDDU010F | 192F EDGE8 P OS2 MTP/MTP 10F | PCE | 1 | 13126.78
ZE7E7U8GPNDDU010F | 288F EDGE8 P OS2 MTP/MTP 10F | PCE | 1 | 19624.86
ZE87808GPNCKZ003M | 8F EDGE8 P OS2 MTP/LC 3M | PCE | 1 | 1018.78
ZE87808GPNCKZ005M | 8F EDGE8 P OS2 MTP/LC 5M | PCE | 1 | 1034.02
ZE8E808GPNDDU005M | 8F EDGE8 P OS2 MTP/MTP 5M | PCE | 1 | 784.2
ZE8E8E4GPNDDU010F | 144F EDGE8 P OS2 MTP/MTP 10F | PCE | 1 | 9827.22
CCH-RM12-26R-93RT | 12F OM3 LC RD/MTP RD MOD | PCE | 1 | 702.14
ZE5E548QPNDDU010M | 48F EDGE8 P OM4 MTP/MTP 10M | PCE | 1 | 3752.24
ZE5E548QPNDDU020F | 48F EDGE8 P OM4 MTP/MTP 20F | PCE | 1 | 3329.1
ZE5E548QPNDDU020M | 48F EDGE8 P OM4 MTP/MTP 20M | PCE | 1 | 4836.08
ZE5E548QPNDDU030F | 48F EDGE8 P OM4 MTP/MTP 30F | PCE | 1 | 3659.46
ZE5E548TPNDDU005M | 48F EDGE8 P OM3 MTP/MTP 5M | PCE | 1 | 3003.14
ZE5E548TPNDDU010F | 48F EDGE8 P OM3 MTP/MTP 10F | PCE | 1 | 2833.84
ZE5E572QPNDDP010F | 72F EDGE8 P OM4 MTP/MTP 10F | PCE | 1 | 4885.3
ZE5E572QPNDDP020F | 72F EDGE8 P OM4 MTP/MTP 20F | PCE | 1 | 5380.82
ZE5E572QPNDDP030F | 72F EDGE8 P OM4 MTP/MTP 30F | PCE | 1 | 5876.36
ZE5E572QPNDDU003M | 72F EDGE8 P OM4 MTP/MTP 3M | PCE | 1 | 4877.48
ZE5E572QPNDDU005M | 72F EDGE8 P OM4 MTP/MTP 5M | PCE | 1 | 5202.64
ZE5E572QPNDDU010F | 72F EDGE8 P OM4 MTP/MTP 10F | PCE | 1 | 4885.3
ZE5E572QPNDDU010M | 72F EDGE8 P OM4 MTP/MTP 10M | PCE | 1 | 6015.52
ZE5E572TPNDDU010F | 72F EDGE8 P OM3 MTP/MTP 10F | PCE | 1 | 4637.9
ZE5E596QPNDDU005M | 96F EDGE8 P OM4 MTP/MTP 5M | PCE | 1 | 6932.96
ZE5E596QPNDDU010F | 96F EDGE8 P OM4 MTP/MTP 10F | PCE | 1 | 6509.84
ZE5E596QPNDDU020M | 96F EDGE8 P OM4 MTP/MTP 20M | PCE | 1 | 10184.48
ZE5E596QPNDDU030F | 96F EDGE8 P OM4 MTP/MTP 30F | PCE | 1 | 7831.26
ZE5E596TPNDDU010F | 96F EDGE8 P OM3 MTP/MTP 10F | PCE | 1 | 6179.36
ZE5E5E4QPNDDU005M | 144F EDGE8 P OM4 MTP/MTP 5M | PCE | 1 | 10392.4
ZE5E5E4QPNDDU010F | 144F EDGE8 P OM4 MTP/MTP 10F | PCE | 1 | 9757.7
ZE5E5E4QPNDDU020M | 144F EDGE8 P OM4 MTP/MTP 20M | PCE | 1 | 15269.68
ZE5E5E4TPNDDU010F | 144F EDGE8 P OM3 MTP/MTP 10F | PCE | 1 | 9262.28
ZE5E5K2QPNDDU005M | 192F EDGE8 P OM4 MTP/MTP 5M | PCE | 1 | 15109.42
ZE5E5K2QPNDDU010F | 192F EDGE8 P OM4 MTP/MTP 10F | PCE | 1 | 14355.96
ZE5E5U8QPNDDU010F | 288F EDGE8 P OM4 MTP/MTP 10F | PCE | 1 | 21294.48
ZE5E696QPNDCX010F | 96F EDGE8 P OM4 MTP/MTP 10F | PCE | 1 | 6509.84
ZE5E6U8QPNDCX010F | 288F EDGE8 P OM4 MTP/MTP 10F | PCE | 1 | 21294.5
ZE67908QPNCKZ005M | 8F EDGE8 P OM4 MTP/LC 5M | PCE | 1 | 1007.14
ECM-UM12-04R-89RG | 12F OS2 LC RD/MTP RD MOD | PCE | 1 | 724.22
ECM-UM12-04V-89VG | 12F OS2 LC VL/MTP VL MOD | PCE | 1 | 724.22
ECM-UM12-04Y-89YG | 12F OS2 LC YL/MTP YL MOD | PCE | 1 | 724.22
ECM-UM12-05E-93AQ | 12F OM4 LC OR/MTP AQ MOD | PCE | 1 | 713.36
ECM-UM12-05G-93AQ | 12F OM4 LC GR/MTP AQ MOD | PCE | 1 | 713.36
ECM-UM12-05R-93AQ | 12F OM4 LC RD/MTP AQ MOD | PCE | 1 | 713.36
ECM-UM12-05R-93BQ | 12F OM4 LC RD/MTP BK MOD | PCE | 1 | 713.36
ECM-UM12-05R-93RT | 12F OM3 LC RD/MTP RD MOD | PCE | 1 | 708
ECM-UM12-05V-93AQ | 12F OM4 LC VL/MTP AQ MOD | PCE | 1 | 713.36
ECM-UM12-05V-93VT | 12F OM3 LC VL/MTP VL MOD | PCE | 1 | 708
ECM-UM12-05Y-93YQ | 12F OM4 LC YL/MTP YL MOD | PCE | 1 | 713.36
ECM-UM12-26B-93AQ | 12F OM4 LC BK/MTP AQ MOD | PCE | 1 | 739.76
ECM-UM12-26G-93AQ | 12F OM4 LC GR/MTP AQ MOD | PCE | 1 | 739.76
ECM-UM12-26R-93AQ | 12F OM4 LC RD/MTP AQ MOD | PCE | 1 | 739.76
ECM-UM12-26S-93AQ | 12F OM4 LC SL/MTP AQ MOD | PCE | 1 | 739.76
ECM-UM12-26V-93AQ | 12F OM4 LC VL/MTP AQ MOD | PCE | 1 | 739.76
ECM-UM12-26W-93AQ | 12F OM4 LC WH/MTP AQ MOD | PCE | 1 | 739.76
ECM-UM12-26Y-93AQ | 12F OM4 LC YL/MTP AQ MOD | PCE | 1 | 739.76
ECM8-UM08-04R-E8RG-ULL | 8F OS2 LC RD/MTP RD MOD | PCE | 1 | 640.94
ECM8-UM08-05G-E6GQ-ULL | 8F OM4 LC GR/MTP GR MOD | PCE | 1 | 568.76
ECM8-UM08-05K-E6KQ-ULL | 8F OM4 LC BR/MTP BR MOD | PCE | 1 | 568.76
ECM8-UM08-05N-E6NQ-ULL | 8F OM4 LC BL/MTP BL MOD | PCE | 1 | 568.76
ECM8-UM08-05R-E6RQ-ULL | 8F OM4 LC RD/MTP RD MOD | PCE | 1 | 568.76
ECM8-UM08-05S-E6SQ-ULL | 8F OM4 LC SL/MTP SL MOD | PCE | 1 | 568.76
ECM8-UM08-05W-E6WQ-ULL | 8F OM4 LC WH/MTP WH MOD | PCE | 1 | 568.76
ECM8-UM08-05Y-E6YQ-ULL | 8F OM4 LC YL/MTP YL MOD | PCE | 1 | 568.76
MAM-UM12-04N-89BG-JD | 12F OS2 LC BL/MTP BK MOD | PCE | 1 | 688.5
MAM-UM12-05A-93AQ-JD | 12F OM4 LC AQ/MTP AQ MOD | PCE | 1 | 694.94
MAM-UM12-05V-93VQ-J | 12F OM4 LC VL/MTP VL MOD | PCE | 1 | 694.94
CCH-RM12-26Y-93YT | 12F OM3 LC YL/MTP YL MOD | PCE | 1 | 702.14
CCH-RM24-04G-89GG | 24F OS2 LC GR/MTP GR MOD | PCE | 1 | 1508.06
CCH-RM24-04Y-89YG | 24F OS2 LC YL/MTP YL MOD | PCE | 1 | 1508.06
CCH-RM24-05G-93GQ | 24F OM4 LC GR/MTP GR MOD | PCE | 1 | 1294.56
CCH-RM24-05R-93RQ | 24F OM4 LC RD/MTP RD MOD | PCE | 1 | 1294.56
CCH-RM24-05Y-93YQ | 24F OM4 LC YL/MTP YL MOD | PCE | 1 | 1294.56
CCH-UM12-04W-89WG | 12F OS2 LC WH/MTP WH MOD | PCE | 1 | 697.42
CCH-UM12-05G-93GQ | 12F OM4 LC GR/MTP GR MOD | PCE | 1 | 690.72
CCH-UM12-05R-93RQ | 12F OM4 LC RD/MTP RD MOD | PCE | 1 | 690.72
CCH-UM12-05V-93VQ | 12F OM4 LC VL/MTP VL MOD | PCE | 1 | 690.72
CCH-UM24-04B-89BG | 24F OS2 LC BK/MTP BK MOD | PCE | 1 | 1508.06
CCH-UM24-04N-89NG | 24F OS2 LC BL/MTP BL MOD | PCE | 1 | 1508.06
CCH-UM24-05B-93BQ | 24F OM4 LC BK/MTP BK MOD | PCE | 1 | 1294.56
CCH-UM24-05G-93GQ | 24F OM4 LC GR/MTP GR MOD | PCE | 1 | 1294.56
CCH-UM24-05K-93KT | 24F OM3 LC BR/MTP BR MOD | PCE | 1 | 1268.82
CCH-UM24-05N-93NT | 24F OM3 LC BL/MTP BL MOD | PCE | 1 | 1268.82
CCH-UM24-05R-93RQ | 24F OM4 LC RD/MTP RD MOD | PCE | 1 | 1294.56
CCH-UM24-05V-93VQ | 24F OM4 LC VL/MTP VL MOD | PCE | 1 | 1294.56
CCH-UM24-05V-93VT | 24F OM3 LC VL/MTP VL MOD | PCE | 1 | 1268.82
CCH-UM24-05W-93WQ | 24F OM4 LC WH/MTP WH MOD | PCE | 1 | 1294.56
CCH-UM24-05Y-93YQ | 24F OM4 LC YL/MTP YL MOD | PCE | 1 | 1294.56
CCH-UM24-26R-93RT | 24F OM3 LC RD/MTP RD MOD | PCE | 1 | 1321.62
ECM-RM12-04R-89RG | 12F OS2 LC RD/MTP RD MOD | PCE | 1 | 724.22
ECM-RM12-05V-93VT | 12F OM3 LC VL/MTP VL MOD | PCE | 1 | 708
ECM-RM12-05Y-93YT | 12F OM3 LC YL/MTP YL MOD | PCE | 1 | 708
ECM-UM12-04B-89BG | 12F OS2 LC BK/MTP BK MOD | PCE | 1 | 724.22
ECM-UM12-04E-89NG | 12F OS2 LC OR/MTP BL MOD | PCE | 1 | 724.22
ECM-UM12-04G-89GG | 12F OS2 LC GR/MTP GR MOD | PCE | 1 | 724.22
ECM-UM12-04N-89NG | 12F OS2 LC BL/MTP BL MOD | PCE | 1 | 724.22
Z909012GPNDDP020F | 12F EDGE P OS2 MTP/MTP 20F | PCE | 1 | 760.84
Z909012GPNDDP020M | 12F EDGE P OS2 MTP/MTP 20M | PCE | 1 | 856.6
Z909012GPNDDU003M | 12F EDGE P OS2 MTP/MTP 3M | PCE | 1 | 739.54
Z909012GPNDDU005M | 12F EDGE P OS2 MTP/MTP 5M | PCE | 1 | 753.3
Z909012GPNDDU010F | 12F EDGE P OS2 MTP/MTP 10F | PCE | 1 | 739.86
Z909012GPNDDU010M | 12F EDGE P OS2 MTP/MTP 10M | PCE | 1 | 787.74
Z909012GPNDDU020F | 12F EDGE P OS2 MTP/MTP 20F | PCE | 1 | 760.84
Z909012GPNDDU020M | 12F EDGE P OS2 MTP/MTP 20M | PCE | 1 | 856.6
Z909012GPNDDU030F | 12F EDGE P OS2 MTP/MTP 30F | PCE | 1 | 781.86
Z909024GADDDU010F | 24F EDGE P OS2 MTP/MTP 10F | PCE | 1 | 2306.14
Z909024GADDDU010M | 24F EDGE P OS2 MTP/MTP 10M | PCE | 1 | 2473.7
Z909024GPNDDP005M | 24F EDGE P OS2 MTP/MTP 5M | PCE | 1 | 1583.16
Z909024GPNDDP010F | 24F EDGE P OS2 MTP/MTP 10F | PCE | 1 | 1556.28
Z909024GPNDDP020F | 24F EDGE P OS2 MTP/MTP 20F | PCE | 1 | 1598.24
Z909024GPNDDP020M | 24F EDGE P OS2 MTP/MTP 20M | PCE | 1 | 1789.76
Z909024GPNDDP030F | 24F EDGE P OS2 MTP/MTP 30F | PCE | 1 | 1640.22
Z909024GPNDDU003M | 24F EDGE P OS2 MTP/MTP 3M | PCE | 1 | 1555.62
Z909024GPNDDU005M | 24F EDGE P OS2 MTP/MTP 5M | PCE | 1 | 1583.16
Z909024GPNDDU010F | 24F EDGE P OS2 MTP/MTP 10F | PCE | 1 | 1556.28
Z909024GPNDDU010M | 24F EDGE P OS2 MTP/MTP 10M | PCE | 1 | 1652.04
Z909024GPNDDU020F | 24F EDGE P OS2 MTP/MTP 20F | PCE | 1 | 1598.24
Z909024GPNDDU020M | 24F EDGE P OS2 MTP/MTP 20M | PCE | 1 | 1789.76
Z909024GPNDDU030F | 24F EDGE P OS2 MTP/MTP 30F | PCE | 1 | 1640.22
Z909036GPNDDU010F | 36F EDGE P OS2 MTP/MTP 10F | PCE | 1 | 2219.56
Z909048GADDDP030F | 48F EDGE P OS2 MTP/MTP 30F | PCE | 1 | 4058.02
Z909048GADDDU010F | 48F EDGE P OS2 MTP/MTP 10F | PCE | 1 | 3764.14
Z909048GADDDU030F | 48F EDGE P OS2 MTP/MTP 30F | PCE | 1 | 4058.02
Z909048GPNDDP010F | 48F EDGE P OS2 MTP/MTP 10F | PCE | 1 | 2663.78
Z909048GPNDDP020F | 48F EDGE P OS2 MTP/MTP 20F | PCE | 1 | 2747.76
Z7575U8TPNDDU020F | 288F EDGE P OM3 MTP/MTP 20F | PCE | 1 | 16624.34
Z757912QADDLP010F | 12F EDGE P OM4 MTP/LC 10F | PCE | 1 | 1449.84
Z757912QADDLP020F | 12F EDGE P OM4 MTP/LC 20F | PCE | 1 | 1538.06
Z757912QPNDKW010F | 12F EDGE P OM4 MTP/LC 10F | PCE | 1 | 966.2
Z757912QPNDLW005M | 12F EDGE P OM4 MTP/LC 5M | PCE | 1 | 1002.68
Z757912QPNDMW010F | 12F EDGE P OM4 MTP/LC 10F | PCE | 1 | 966.2
Z757948QPNDLW020F | 48F EDGE P OM4 MTP/LC 20F | PCE | 1 | 3990.3
Z757996QADDLW010F | 96F EDGE P OM4 MTP/LC 10F | PCE | 1 | 11038.7
Z757996QPNDLW010F | 96F EDGE P OM4 MTP/LC 10F | PCE | 1 | 8089.48
Z897812GPNCLZ010F | 12F EDGE P OS2 MTP/LC 10F | PCE | 1 | 1028.1
Z897824GPNCLZ010F | 24F EDGE P OS2 MTP/LC 10F | PCE | 1 | 2164.92
Z897836GPNCLZ010F | 36F EDGE P OS2 MTP/LC 10F | PCE | 1 | 3084.32
Z897848GPNCLZ010F | 48F EDGE P OS2 MTP/LC 10F | PCE | 1 | 3692.82
Z898912GPNDDP010F | 12F EDGE P OS2 MTP/MTP 10F | PCE | 1 | 739.84
Z898912GPNDDU010F | 12F EDGE P OS2 MTP/MTP 10F | PCE | 1 | 739.84
Z898924GPNDDU010F | 24F EDGE P OS2 MTP/MTP 10F | PCE | 1 | 1556.22
Z898948GPNDDU010F | 48F EDGE P OS2 MTP/MTP 10F | PCE | 1 | 2663.7
Z898972GPNDDU005M | 72F EDGE P OS2 MTP/MTP 5M | PCE | 1 | 4519.66
Z898972GPNDDU010F | 72F EDGE P OS2 MTP/MTP 10F | PCE | 1 | 4438.98
Z898996GPNDDU010F | 96F EDGE P OS2 MTP/MTP 10F | PCE | 1 | 5918.64
Z907848GPNDLW020F | 48F EDGE P OS2 MTP/LC 20F | PCE | 1 | 3776.84
Z907872GPNDLW005M | 72F EDGE P OS2 MTP/LC 5M | PCE | 1 | 6249.42
Z907872GPNDLW010F | 72F EDGE P OS2 MTP/LC 10F | PCE | 1 | 6168.76
Z907896GPNDLW010F | 96F EDGE P OS2 MTP/LC 10F | PCE | 1 | 8225.02
Z9078E4GPNDLP030F | 144F EDGE P OS2 MTP/LC 30F | PCE | 1 | 12841.28
Z909012GADDDU010F | 12F EDGE P OS2 MTP/MTP 10F | PCE | 1 | 1205.78
Z909012GPNDDP003M | 12F EDGE P OS2 MTP/MTP 3M | PCE | 1 | 739.54
Z909012GPNDDP010F | 12F EDGE P OS2 MTP/MTP 10F | PCE | 1 | 739.86
Z909012GPNDDP010M | 12F EDGE P OS2 MTP/MTP 10M | PCE | 1 | 787.74
ZE57908QPNDKW010F | 8F EDGE8 P OM4 MTP/LC 10F | PCE | 1 | 966.98
ZE57908QPNDLW010F | 8F EDGE8 P OM4 MTP/LC 10F | PCE | 1 | 966.98
ZE57996QPNDKW010F | 96F EDGE8 P OM4 MTP/LC 10F | PCE | 1 | 8594.64
ZE5E508QPNDDU003M | 8F EDGE8 P OM4 MTP/MTP 3M | PCE | 1 | 722.72
ZE5E508QPNDDU010F | 8F EDGE8 P OM4 MTP/MTP 10F | PCE | 1 | 723.72
ZE5E508QPNDDU010M | 8F EDGE8 P OM4 MTP/MTP 10M | PCE | 1 | 866.8
ZE5E508QPNDDU020F | 8F EDGE8 P OM4 MTP/MTP 20F | PCE | 1 | 786.44
ZE5E508QPNDDU030F | 8F EDGE8 P OM4 MTP/MTP 30F | PCE | 1 | 849.2
ZE5E508TPNDDU030F | 8F EDGE8 P OM3 MTP/MTP 30F | PCE | 1 | 818.82
ZE5E516QPNDDU005M | 16F EDGE8 P OM4 MTP/MTP 5M | PCE | 1 | 1429.26
ZE5E516QPNDDU010F | 16F EDGE8 P OM4 MTP/MTP 10F | PCE | 1 | 1369.02
ZE5E516TPNDDU010F | 16F EDGE8 P OM3 MTP/MTP 10F | PCE | 1 | 1344.36
ZE5E524QADDDP010F | 24F EDGE8 P OM4 MTP/MTP 10F | PCE | 1 | 2405.04
ZE5E524QPNDDP010F | 24F EDGE8 P OM4 MTP/MTP 10F | PCE | 1 | 1601.64
ZE5E524QPNDDU010F | 24F EDGE8 P OM4 MTP/MTP 10F | PCE | 1 | 1601.64
ZE5E524QPNDDU010M | 24F EDGE8 P OM4 MTP/MTP 10M | PCE | 1 | 1887.78
ZE5E524QPNDDU020F | 24F EDGE8 P OM4 MTP/MTP 20F | PCE | 1 | 1727.08
ZE5E524QPNDDU030F | 24F EDGE8 P OM4 MTP/MTP 30F | PCE | 1 | 1852.54
ZE5E524TPNDDU010F | 24F EDGE8 P OM3 MTP/MTP 10F | PCE | 1 | 1569.16
ZE5E532QPNDDU003M | 32F EDGE8 P OM4 MTP/MTP 3M | PCE | 1 | 2278.98
ZE5E532QPNDDU005M | 32F EDGE8 P OM4 MTP/MTP 5M | PCE | 1 | 2402.6
ZE5E532QPNDDU010F | 32F EDGE8 P OM4 MTP/MTP 10F | PCE | 1 | 2281.94
ZE5E532QPNDDU010M | 32F EDGE8 P OM4 MTP/MTP 10M | PCE | 1 | 2711.7
ZE5E532QPNDDU020F | 32F EDGE8 P OM4 MTP/MTP 20F | PCE | 1 | 2470.38
ZE5E532QPNDDU030F | 32F EDGE8 P OM4 MTP/MTP 30F | PCE | 1 | 2658.78
ZE5E532TPNDDU010F | 32F EDGE8 P OM3 MTP/MTP 10F | PCE | 1 | 2231.98
ZE5E548QADDDU010F | 48F EDGE8 P OM4 MTP/MTP 10F | PCE | 1 | 4321.06
ZE5E548QPNDDU003M | 48F EDGE8 P OM4 MTP/MTP 3M | PCE | 1 | 2993.56
ZE5E548QPNDDU010F | 48F EDGE8 P OM4 MTP/MTP 10F | PCE | 1 | 2998.76
Z909048GPNDDU003M | 48F EDGE P OS2 MTP/MTP 3M | PCE | 1 | 2662.48
Z909048GPNDDU005M | 48F EDGE P OS2 MTP/MTP 5M | PCE | 1 | 2717.56
Z909048GPNDDU010F | 48F EDGE P OS2 MTP/MTP 10F | PCE | 1 | 2663.78
Z909048GPNDDU010M | 48F EDGE P OS2 MTP/MTP 10M | PCE | 1 | 2855.3
Z909048GPNDDU020F | 48F EDGE P OS2 MTP/MTP 20F | PCE | 1 | 2747.76
Z909048GPNDDU020M | 48F EDGE P OS2 MTP/MTP 20M | PCE | 1 | 3130.76
Z909048GPNDDU030F | 48F EDGE P OS2 MTP/MTP 30F | PCE | 1 | 2831.72
Z909096GPNDDU030F | 96F EDGE P OS2 MTP/MTP 30F | PCE | 1 | 6254.72
Z9090AZGPNDDP010F | 576F EDGE P OS2 MTP/MTP 10F | PCE | 1 | 28778.36
Z9090E4GPNDDU003M | 144F EDGE P OS2 MTP/MTP 3M | PCE | 1 | 8874.34
Z9090E4GPNDDU010F | 144F EDGE P OS2 MTP/MTP 10F | PCE | 1 | 8878.3
Z9090E4GPNDDU010M | 144F EDGE P OS2 MTP/MTP 10M | PCE | 1 | 9452.82
Z9090E4GPNDDU030F | 144F EDGE P OS2 MTP/MTP 30F | PCE | 1 | 9382.06
Z9090K2GPNDDU010F | 192F EDGE P OS2 MTP/MTP 10F | PCE | 1 | 10292.28
Z9090U8GPNDDP010F | 288F EDGE P OS2 MTP/MTP 10F | PCE | 1 | 15408.3
Z9090U8GPNDDU010F | 288F EDGE P OS2 MTP/MTP 10F | PCE | 1 | 15408.3
Z937512QPNCDX010F | 12F EDGE P OM4 MTP/MTP 10F | PCE | 1 | 688.68
Z937512TPNCDX010F | 12F EDGE P OM3 MTP/MTP 10F | PCE | 1 | 673.06
Z937524QPNCDX010F | 24F EDGE P OM4 MTP/MTP 10F | PCE | 1 | 1438.24
Z937548TPNCDX010F | 48F EDGE P OM3 MTP/MTP 10F | PCE | 1 | 2549.82
Z937572QPNCDX020F | 72F EDGE P OM4 MTP/MTP 20F | PCE | 1 | 4851.84
Z937912QPNCMZ010F | 12F EDGE P OM4 MTP/LC 10F | PCE | 1 | 964.52
Z937924QPNCLZ005M | 24F EDGE P OM4 MTP/LC 5M | PCE | 1 | 2093.68
Z937924QPNCMZ010F | 24F EDGE P OM4 MTP/LC 10F | PCE | 1 | 2020.7
Z937948QPNCLZ020M | 48F EDGE P OM4 MTP/LC 20M | PCE | 1 | 5352.3
Z939312QPNDDU020M | 12F EDGE P OM4 MTP/MTP 20M | PCE | 1 | 1003.92
Z939324QPNDDP010M | 24F EDGE P OM4 MTP/MTP 10M | PCE | 1 | 1694.64
Z939324QPNDDU010F | 24F EDGE P OM4 MTP/MTP 10F | PCE | 1 | 1434.76
Z939348QPNDDU010F | 48F EDGE P OM4 MTP/MTP 10F | PCE | 1 | 2693.86
G909036GPNDDP010M | 36F EDGE P OS2 MTP/MTP 10M | PCE | 1 | 2500.36
G909036GADDDU010F | 36F EDGE P OS2 MTP/MTP 10F | PCE | 1 | 3337.82
G909036GADDDP010F | 36F EDGE P OS2 MTP/MTP 10F | PCE | 1 | 3337.82
G909036GPNDDU010F | 36F EDGE P OS2 MTP/MTP 10F | PCE | 1 | 2356.74
G909048GADDDP010F | 48F EDGE P OS2 MTP/MTP 10F | PCE | 1 | 3985.58
G909048GADDDU010F | 48F EDGE P OS2 MTP/MTP 10F | PCE | 1 | 3985.58
G909048GADDDU030F | 48F EDGE P OS2 MTP/MTP 30F | PCE | 1 | 4279.48
G909024GPNDDU150F | 24F EDGE P OS2 MTP/MTP 150F | PCE | 1 | 2288.82
G909024GPNDDP030F | 24F EDGE P OS2 MTP/MTP 30F | PCE | 1 | 1785.04
G909024GPNDDP020M | 24F EDGE P OS2 MTP/MTP 20M | PCE | 1 | 1934.56
G909024GPNDDP020F | 24F EDGE P OS2 MTP/MTP 20F | PCE | 1 | 1743.06
G909024GPNDDP010F | 24F EDGE P OS2 MTP/MTP 10F | PCE | 1 | 1701.08
G8990E4GPNCDX010F | 144F EDGE P OS2 MTP/MTP 10F | PCE | 1 | 9083.84
G8990E4GADCDX010F | 144F EDGE P OS2 MTP/MTP 10F | PCE | 1 | 12311
G909048GPNDDP010F | 48F EDGE P OS2 MTP/MTP 10F | PCE | 1 | 2847.38
G909048GPNDDP020F | 48F EDGE P OS2 MTP/MTP 20F | PCE | 1 | 2931.36
G909048GPNDDP030F | 48F EDGE P OS2 MTP/MTP 30F | PCE | 1 | 3015.32
G909072GADDDP010F | 72F EDGE P OS2 MTP/MTP 10F | PCE | 1 | 6395.4
G909072GADDDU010F | 72F EDGE P OS2 MTP/MTP 10F | PCE | 1 | 6395.4
G909072GADDDU030F | 72F EDGE P OS2 MTP/MTP 30F | PCE | 1 | 6836.18
G909072GPNDDP010M | 72F EDGE P OS2 MTP/MTP 10M | PCE | 1 | 4932.12
G9090AZGPNDDP010F | 576F EDGE P OS2 MTP/MTP 10F | PCE | 1 | 29039.24
G9090E4GADDDP010F | 144F EDGE P OS2 MTP/MTP 10F | PCE | 1 | 12311.24
G9090E4GADDDU010F | 144F EDGE P OS2 MTP/MTP 10F | PCE | 1 | 12311.24
G9090E4GADDDU010M | 144F EDGE P OS2 MTP/MTP 10M | PCE | 1 | 13316.64
G9090E4GPNDDU060F | 144F EDGE P OS2 MTP/MTP 60F | PCE | 1 | 10343.46
G9090E4GPNDDU076F | 144F EDGE P OS2 MTP/MTP 76F | PCE | 1 | 10746.5
G9090E4GPNDDU120F | 144F EDGE P OS2 MTP/MTP 120F | PCE | 1 | 11854.8
G9090E4GPNDDU260F | 144F EDGE P OS2 MTP/MTP 260F | PCE | 1 | 15381.26
G898912GADDDU010F | 12F EDGE P OS2 MTP/MTP 10F | PCE | 1 | 1353.8
G898912GPNDDU010F | 12F EDGE P OS2 MTP/MTP 10F | PCE | 1 | 877
G898912GPNDDU030F | 12F EDGE P OS2 MTP/MTP 30F | PCE | 1 | 919
G898924GADDDU010F | 24F EDGE P OS2 MTP/MTP 10F | PCE | 1 | 2473.38
G898924GPNDDU010F | 24F EDGE P OS2 MTP/MTP 10F | PCE | 1 | 1701.02
G898936GPNDDU010F | 36F EDGE P OS2 MTP/MTP 10F | PCE | 1 | 2356.66
G898948GADDDU010F | 48F EDGE P OS2 MTP/MTP 10F | PCE | 1 | 3985.48
G898948GPNDDU010F | 48F EDGE P OS2 MTP/MTP 10F | PCE | 1 | 2847.3
G898972GPNDDU010F | 72F EDGE P OS2 MTP/MTP 10F | PCE | 1 | 4644.7
G8989E4GPNDDU010F | 144F EDGE P OS2 MTP/MTP 10F | PCE | 1 | 9083.7
G8989U8GPNDDU005M | 288F EDGE P OS2 MTP/MTP 5M | PCE | 1 | 15870.56
G8989U8GPNDDU010F | 288F EDGE P OS2 MTP/MTP 10F | PCE | 1 | 15669.18
G899012GADCDX010F | 12F EDGE P OS2 MTP/MTP 10F | PCE | 1 | 1353.8
G899012GPNCDX010F | 12F EDGE P OS2 MTP/MTP 10F | PCE | 1 | 877
G899012GPNCDX020F | 12F EDGE P OS2 MTP/MTP 20F | PCE | 1 | 897.98
G899012GPNCDX030F | 12F EDGE P OS2 MTP/MTP 30F | PCE | 1 | 919
G899012GPNDDU010F | 12F EDGE P OS2 MTP/MTP 10F | PCE | 1 | 877
G899012GPNDDU020F | 12F EDGE P OS2 MTP/MTP 20F | PCE | 1 | 897.98
G899024GPNCDX010F | 24F EDGE P OS2 MTP/MTP 10F | PCE | 1 | 1701.08
G899024GPNCDX020F | 24F EDGE P OS2 MTP/MTP 20F | PCE | 1 | 1743.06
G899024GPNCDX030F | 24F EDGE P OS2 MTP/MTP 30F | PCE | 1 | 1785.04
G899024GPNDDU010F | 24F EDGE P OS2 MTP/MTP 10F | PCE | 1 | 1701.08
G899036GPNCDX010F | 36F EDGE P OS2 MTP/MTP 10F | PCE | 1 | 2356.68
G899048GPNCDX010F | 48F EDGE P OS2 MTP/MTP 10F | PCE | 1 | 2847.32
G899048GPNCDX020F | 48F EDGE P OS2 MTP/MTP 20F | PCE | 1 | 2931.3
G899072GPNCDX010F | 72F EDGE P OS2 MTP/MTP 10F | PCE | 1 | 4644.78
G899096GPNCDX010F | 96F EDGE P OS2 MTP/MTP 10F | PCE | 1 | 6124.5
G8990AKGPNCDX010F | 432F EDGE P OS2 MTP/MTP 10F | PCE | 1 | 22163.26
G8990AZGPNCDX010F | 576F EDGE P OS2 MTP/MTP 10F | PCE | 1 | 29039.24
G9393K2QPNDDU010F | 192F EDGE P OM4 MTP/MTP 10F | PCE | 1 | 11526.72
G9393U8QPNDDP010F | 288F EDGE P OM4 MTP/MTP 10F | PCE | 1 | 16991.06
G9393U8QPNDDU010F | 288F EDGE P OM4 MTP/MTP 10F | PCE | 1 | 16991.06
GE57916QPNDLW010F | 16F EDGE8 P OM4 MTP/LC 10F | PCE | 1 | 2052.72
GE57924QPNDLW010F | 24F EDGE8 P OM4 MTP/LC 10F | PCE | 1 | 2303.66
GE57932QPNDLW010F | 32F EDGE8 P OM4 MTP/LC 10F | PCE | 1 | 3216.48
GE57932QPNDMW010F | 32F EDGE8 P OM4 MTP/LC 10F | PCE | 1 | 3216.48
GE57948QPNDLW003M | 48F EDGE8 P OM4 MTP/LC 3M | PCE | 1 | 4114.88
GE57948QPNDLW005M | 48F EDGE8 P OM4 MTP/LC 5M | PCE | 1 | 4331.66
GE57948QPNDLW010F | 48F EDGE8 P OM4 MTP/LC 10F | PCE | 1 | 4120.1
GE57948QPNDMW010F | 48F EDGE8 P OM4 MTP/LC 10F | PCE | 1 | 4120.1
GE57972QPNDKW010F | 72F EDGE8 P OM4 MTP/LC 10F | PCE | 1 | 6661.38
GE57972QPNDLW003M | 72F EDGE8 P OM4 MTP/LC 3M | PCE | 1 | 6653.58
GE57972QPNDLW005M | 72F EDGE8 P OM4 MTP/LC 5M | PCE | 1 | 6978.74
GE57972QPNDLW010F | 72F EDGE8 P OM4 MTP/LC 10F | PCE | 1 | 6661.38
GE57972QPNDMW010F | 72F EDGE8 P OM4 MTP/LC 10F | PCE | 1 | 6661.38
GE5E548TPNDDU005M | 48F EDGE8 P OM3 MTP/MTP 5M | PCE | 1 | 3192
GE5E548TPNDDU010F | 48F EDGE8 P OM3 MTP/MTP 10F | PCE | 1 | 3022.7
GE5E548TPNDDU010M | 48F EDGE8 P OM3 MTP/MTP 10M | PCE | 1 | 3625.7
GE5E548TPNDDU020F | 48F EDGE8 P OM3 MTP/MTP 20F | PCE | 1 | 3287.06
GE5E572QADDDU010F | 72F EDGE8 P OM4 MTP/MTP 10F | PCE | 1 | 7158.78
GE5E572TPNDDU010F | 72F EDGE8 P OM3 MTP/MTP 10F | PCE | 1 | 4849.18
GE5E572TPNDDU010M | 72F EDGE8 P OM3 MTP/MTP 10M | PCE | 1 | 5753.72
GE5E596QADDDU010F | 96F EDGE8 P OM4 MTP/MTP 10F | PCE | 1 | 9374.9
GE5E596TPNDDU010F | 96F EDGE8 P OM3 MTP/MTP 10F | PCE | 1 | 6390.46
GE5E596TPNDDU020F | 96F EDGE8 P OM3 MTP/MTP 20F | PCE | 1 | 6918.98
GE5E596TPNDDU030F | 96F EDGE8 P OM3 MTP/MTP 30F | PCE | 1 | 7447.5
GE5E5E4QADDDU010F | 144F EDGE8 P OM4 MTP/MTP 10F | PCE | 1 | 13805
GE5E5E4TPNDDU010F | 144F EDGE8 P OM3 MTP/MTP 10F | PCE | 1 | 9473.2
G9090E4GRNDDU010F | 144F EDGE R OS2 MTP/MTP 10F | PCE | 1 | 8953.86
G9090K2GPNDDP010F | 192F EDGE P OS2 MTP/MTP 10F | PCE | 1 | 10553.16
G9090M6GPNDDU010F | 216F EDGE P OS2 MTP/MTP 10F | PCE | 1 | 11433.84
G9090U8GPNDDP010M | 288F EDGE P OS2 MTP/MTP 10M | PCE | 1 | 16386.34
G9090U8GRNDDU010F | 288F EDGE R OS2 MTP/MTP 10F | PCE | 1 | 14585.04
G937512QPNCDX005M | 12F EDGE P OM4 MTP/MTP 5M | PCE | 1 | 862.32
G937512QPNCDX010F | 12F EDGE P OM4 MTP/MTP 10F | PCE | 1 | 825.84
G937512QPNCDX020F | 12F EDGE P OM4 MTP/MTP 20F | PCE | 1 | 882.82
G937512QPNCDX030F | 12F EDGE P OM4 MTP/MTP 30F | PCE | 1 | 939.8
G937512TPNCDX010F | 12F EDGE P OM3 MTP/MTP 10F | PCE | 1 | 810.22
G937512TPNCDX020F | 12F EDGE P OM3 MTP/MTP 20F | PCE | 1 | 860.96
G937512TPNCDX030F | 12F EDGE P OM3 MTP/MTP 30F | PCE | 1 | 911.68
G937524QPNCDX010F | 24F EDGE P OM4 MTP/MTP 10F | PCE | 1 | 1583.06
G937524QPNCDX020F | 24F EDGE P OM4 MTP/MTP 20F | PCE | 1 | 1696.98
G937524QPNCDX030F | 24F EDGE P OM4 MTP/MTP 30F | PCE | 1 | 1810.94
G937524TADCDX010F | 24F EDGE P OM3 MTP/MTP 10F | PCE | 1 | 2293.68
G937524TPNCDX010F | 24F EDGE P OM3 MTP/MTP 10F | PCE | 1 | 1553.04
G937536QPNCDX010F | 36F EDGE P OM4 MTP/MTP 10F | PCE | 1 | 2203.24
G937536TPNCDX010F | 36F EDGE P OM3 MTP/MTP 10F | PCE | 1 | 2158.24
G937548QPNCDX010F | 48F EDGE P OM4 MTP/MTP 10F | PCE | 1 | 2883.36
G937548QPNCDX030F | 48F EDGE P OM4 MTP/MTP 30F | PCE | 1 | 3483.1
G937572QPNCDX010F | 72F EDGE P OM4 MTP/MTP 10F | PCE | 1 | 4607.78
G937596QPNCDX010F | 96F EDGE P OM4 MTP/MTP 10F | PCE | 1 | 6075.1
G9375E4QPNCDX010F | 144F EDGE P OM4 MTP/MTP 10F | PCE | 1 | 9009.82
G9375K2QPNCDX010F | 192F EDGE P OM4 MTP/MTP 10F | PCE | 1 | 11526.72
G937912QPNCKZ010F | 12F EDGE P OM4 MTP/LC 10F | PCE | 1 | 1101.68
G939396QPNDDU010F | 96F EDGE P OM4 MTP/MTP 10F | PCE | 1 | 6061.88
G9393E4QPNDDP010F | 144F EDGE P OM4 MTP/MTP 10F | PCE | 1 | 8989.98
G9393E4QPNDDU010F | 144F EDGE P OM4 MTP/MTP 10F | PCE | 1 | 8989.98
G757548QADDDU010M | 48F EDGE P OM4 MTP/MTP 10M | PCE | 1 | 5191.14
G757548QADDDU030F | 48F EDGE P OM4 MTP/MTP 30F | PCE | 1 | 5060.62
G757548QPNDDP010F | 48F EDGE P OM4 MTP/MTP 10F | PCE | 1 | 2889.26
G757548QPNDDP020F | 48F EDGE P OM4 MTP/MTP 20F | PCE | 1 | 3189.12
G757548QPNDDP030F | 48F EDGE P OM4 MTP/MTP 30F | PCE | 1 | 3489
G757548QPNDDU060F | 48F EDGE P OM4 MTP/MTP 60F | PCE | 1 | 4388.6
G757548QPNDDU080F | 48F EDGE P OM4 MTP/MTP 80F | PCE | 1 | 4988.34
G757548QPNDDU090F | 48F EDGE P OM4 MTP/MTP 90F | PCE | 1 | 5288.22
G757548TADDDU010F | 48F EDGE P OM3 MTP/MTP 10F | PCE | 1 | 3898.64
G757548TPNDDP010F | 48F EDGE P OM3 MTP/MTP 10F | PCE | 1 | 2739.32
G757548TPNDDU080F | 48F EDGE P OM3 MTP/MTP 80F | PCE | 1 | 4418.58
G757572QADDDP010F | 72F EDGE P OM4 MTP/MTP 10F | PCE | 1 | 6497.94
G757572QADDDU003M | 72F EDGE P OM4 MTP/MTP 3M | PCE | 1 | 6486.96
G757572QADDDU010F | 72F EDGE P OM4 MTP/MTP 10F | PCE | 1 | 6497.94
G757572QPNDDP010F | 72F EDGE P OM4 MTP/MTP 10F | PCE | 1 | 4617.7
G757572QPNDDP020F | 72F EDGE P OM4 MTP/MTP 20F | PCE | 1 | 5067.48
G757572QPNDDP030F | 72F EDGE P OM4 MTP/MTP 30F | PCE | 1 | 5517.3
G757596QADDDP010F | 96F EDGE P OM4 MTP/MTP 10F | PCE | 1 | 8505.46
G757596QADDDU005M | 96F EDGE P OM4 MTP/MTP 5M | PCE | 1 | 9100.76
G757596QADDDU010F | 96F EDGE P OM4 MTP/MTP 10F | PCE | 1 | 8505.46
G757596QADDDU010M | 96F EDGE P OM4 MTP/MTP 10M | PCE | 1 | 10625.72
G757596QPNDDP010F | 96F EDGE P OM4 MTP/MTP 10F | PCE | 1 | 6088.34
G757596QPNDDU060F | 96F EDGE P OM4 MTP/MTP 60F | PCE | 1 | 9087.02
G757596TADDDU010F | 96F EDGE P OM3 MTP/MTP 10F | PCE | 1 | 8040.66
G7575AZQPNDDP010F | 576F EDGE P OM4 MTP/MTP 10F | PCE | 1 | 36670.06
G7575AZTPNDDP010F | 576F EDGE P OM3 MTP/MTP 10F | PCE | 1 | 29616.7
G7575E4QADDDU010F | 144F EDGE P OM4 MTP/MTP 10F | PCE | 1 | 12518.66
G7575E4QPNDDP010F | 144F EDGE P OM4 MTP/MTP 10F | PCE | 1 | 9029.66
G7575E4QPNDDP010M | 144F EDGE P OM4 MTP/MTP 10M | PCE | 1 | 11081.52
D14401EBPFR150F | ROC PLOK/SCA 1F DIEL,150F | PCE | 30 | 127.34
D14401EBPFR150M-P | ROC PLOK/SCA 1F DIEL,150M | PCE | 1 | 242.26
D14401EBPFR175F | ROC PLOK/SCA 1F DIEL,175F | PCE | 30 | 132.84
D14401EBPFR200F | ROC PLOK/SCA 1F DIEL,200F | PCE | 30 | 138.34
D14401EBPFR225F | ROC PLOK/SCA 1F DIEL,225F | PCE | 20 | 143.84
D14401EBPFR250F | ROC PLOK/SCA 1F DIEL,250F | PCE | 20 | 149.34
D14401EBPFR300F | ROC PLOK/SCA 1F DIEL,300F | PCE | 15 | 179.14
D14401EBPTR050F-P | ROC PLOK/SCA 1F TONE,050F | PCE | 1 | 112.9
D14401EBPTR100F-P | ROC PLOK/SCA 1F TONE,100F | PCE | 1 | 125.24
D14401EBPTR200F-P | ROC PLOK/SCA 1F TONE,200F | PCE | 1 | 149.88
D14401EBPTR300F-P | ROC PLOK/SCA 1F TONE,300F | PCE | 1 | 193.34
D17801JB4FD100F-P | SST PLOK/LCUNI 1F DIEL,100F | PCE | 1 | 140.56
D1D101EB19R100F-P | ROC PLOK/PLOK 1F TONE,100F | PCE | 1 | 105.68
D1D101EB19R200F-P | ROC PLOK/PLOK 1F TONE,200F | PCE | 1 | 130.3
D1D101EB49R050F-P | ROC PLOK/PLOK 1F DIEL,050F | PCE | 1 | 90.14
D1D101EB49R100F-P | ROC PLOK/PLOK 1F DIEL,100F | PCE | 1 | 101.14
D1D101EB49R200F-P | ROC PLOK/PLOK 1F DIEL,200F | PCE | 1 | 123.16
D1D101EB49R300F-P | ROC PLOK/PLOK 1F DIEL,300F | PCE | 1 | 163.96
G757524TPNDDP005M | 24F EDGE P OM3 MTP/MTP 5M | PCE | 1 | 1621.86
G757524TPNDDP010F | 24F EDGE P OM3 MTP/MTP 10F | PCE | 1 | 1556.54
G757524TPNDDP010M | 24F EDGE P OM3 MTP/MTP 10M | PCE | 1 | 1789.1
G757524TPNDDP020M | 24F EDGE P OM3 MTP/MTP 20M | PCE | 1 | 2123.6
G757524TPNDDU060F | 24F EDGE P OM3 MTP/MTP 60F | PCE | 1 | 2066.32
G757536QADDDU010F | 36F EDGE P OM4 MTP/MTP 10F | PCE | 1 | 3176.56
G757536QPNDDP010F | 36F EDGE P OM4 MTP/MTP 10F | PCE | 1 | 2208.2
G757536QPNDDU010F | 36F EDGE P OM4 MTP/MTP 10F | PCE | 1 | 2208.2
G757536TPNDDU010F | 36F EDGE P OM3 MTP/MTP 10F | PCE | 1 | 2163.22
G757548QADDDU005M | 48F EDGE P OM4 MTP/MTP 5M | PCE | 1 | 4428.68
G757548QADDDU010F | 48F EDGE P OM4 MTP/MTP 10F | PCE | 1 | 4131.02
G757924TPNDPW010F | 24F EDGE P OM3 MTP/LC 10F | PCE | 1 | 2138.98
G757936QPNDLW010F | 36F EDGE P OM4 MTP/LC 10F | PCE | 1 | 3035.76
G757936QPNDMW010F | 36F EDGE P OM4 MTP/LC 10F | PCE | 1 | 3035.76
G757948QPNDLW003M | 48F EDGE P OM4 MTP/LC 3M | PCE | 1 | 3869.32
G757948QPNDLW010F | 48F EDGE P OM4 MTP/LC 10F | PCE | 1 | 3874.04
G757948QPNDLW020M | 48F EDGE P OM4 MTP/LC 20M | PCE | 1 | 5541.8
G757948QPNDMW010F | 48F EDGE P OM4 MTP/LC 10F | PCE | 1 | 3874.04
G757948QPNDPW010F | 48F EDGE P OM4 MTP/LC 10F | PCE | 1 | 3874.04
G757972QPNDLW010F | 72F EDGE P OM4 MTP/LC 10F | PCE | 1 | 6272.84
G757972QPNDMW010F | 72F EDGE P OM4 MTP/LC 10F | PCE | 1 | 6272.84
G757972QPNDPW010F | 72F EDGE P OM4 MTP/LC 10F | PCE | 1 | 6272.84
G757996QADDLW010F | 96F EDGE P OM4 MTP/LC 10F | PCE | 1 | 11290.82
G757996QPNDLP010F | 96F EDGE P OM4 MTP/LC 10F | PCE | 1 | 8295.2
G757996QPNDLW010F | 96F EDGE P OM4 MTP/LC 10F | PCE | 1 | 8295.2
G757996QPNDMW010F | 96F EDGE P OM4 MTP/LC 10F | PCE | 1 | 8295.2
G757996QPNDNW010F | 96F EDGE P OM4 MTP/LC 10F | PCE | 1 | 8295.2
G7579E4QPNDMW010F | 144F EDGE P OM4 MTP/LC 10F | PCE | 1 | 12339.96
G7579E4QPNDPW010F | 144F EDGE P OM4 MTP/LC 10F | PCE | 1 | 12339.96
G759312QPNDDU010F | 12F EDGE P OM4 MTP/MTP 10F | PCE | 1 | 825.84
G7593E4QPNDDP010F | 144F EDGE P OM4 MTP/MTP 10F | PCE | 1 | 9009.82
G897212GPNCLZ010F | 12F EDGE P OS2 MTP/SC 10F | PCE | 1 | 1041.64
G897812GPNCLZ010F | 12F EDGE P OS2 MTP/LC 10F | PCE | 1 | 1165.28
G897812GPNCLZ020F | 12F EDGE P OS2 MTP/LC 20F | PCE | 1 | 1186.26
G897824GPNCLZ010F | 24F EDGE P OS2 MTP/LC 10F | PCE | 1 | 2309.72
G897836GPNCLZ010F | 36F EDGE P OS2 MTP/LC 10F | PCE | 1 | 3221.5
G897848GPNCLZ010F | 48F EDGE P OS2 MTP/LC 10F | PCE | 1 | 3876.42
G897872GPNCLZ010F | 72F EDGE P OS2 MTP/LC 10F | PCE | 1 | 6374.4
G897896GPNCLZ010F | 96F EDGE P OS2 MTP/LC 10F | PCE | 1 | 8430.64
G8978E4GPNCLZ010F | 144F EDGE P OS2 MTP/LC 10F | PCE | 1 | 12543.08
G7575E4QPNDDP020F | 144F EDGE P OM4 MTP/MTP 20F | PCE | 1 | 9929.26
G7575E4QPNDDP020M | 144F EDGE P OM4 MTP/MTP 20M | PCE | 1 | 14033
G7575E4QPNDDP030F | 144F EDGE P OM4 MTP/MTP 30F | PCE | 1 | 10828.88
G7575E4TPNDDP010F | 144F EDGE P OM3 MTP/MTP 10F | PCE | 1 | 8579.88
G7575K2QPNDDP010F | 192F EDGE P OM4 MTP/MTP 10F | PCE | 1 | 11526.72
G7575M6QPNDDU010F | 216F EDGE P OM4 MTP/MTP 10F | PCE | 1 | 13296.38
G7575U8QPNDDP005M | 288F EDGE P OM4 MTP/MTP 5M | PCE | 1 | 17833.98
G7575U8QPNDDP010F | 288F EDGE P OM4 MTP/MTP 10F | PCE | 1 | 16991.06
G7575U8TPNDDP010F | 288F EDGE P OM3 MTP/MTP 10F | PCE | 1 | 15841.44
G757912QADDLP010F | 12F EDGE P OM4 MTP/LC 10F | PCE | 1 | 1593.64
G757912QPNDKW010F | 12F EDGE P OM4 MTP/LC 10F | PCE | 1 | 1103.36
G757912QPNDKW010M | 12F EDGE P OM4 MTP/LC 10M | PCE | 1 | 1233.3
G757912QPNDKW020F | 12F EDGE P OM4 MTP/LC 20F | PCE | 1 | 1160.32
G757912QPNDKW030F | 12F EDGE P OM4 MTP/LC 30F | PCE | 1 | 1217.32
G757912QPNDLW010F | 12F EDGE P OM4 MTP/LC 10F | PCE | 1 | 1103.36
G757912QPNDMW010F | 12F EDGE P OM4 MTP/LC 10F | PCE | 1 | 1103.36
G757912QPNDNW010F | 12F EDGE P OM4 MTP/LC 10F | PCE | 1 | 1103.36
G757912QPNDPW010F | 12F EDGE P OM4 MTP/LC 10F | PCE | 1 | 1103.36
G757912TPNDLW010M | 12F EDGE P OM3 MTP/LC 10M | PCE | 1 | 1203.44
G757912TPNDPW010F | 12F EDGE P OM3 MTP/LC 10F | PCE | 1 | 1087.74
G757924QPNDKW010F | 24F EDGE P OM4 MTP/LC 10F | PCE | 1 | 2168.98
G757924QPNDLW010F | 24F EDGE P OM4 MTP/LC 10F | PCE | 1 | 2168.98
G757924QPNDLW020F | 24F EDGE P OM4 MTP/LC 20F | PCE | 1 | 2282.92
G757924QPNDMW010F | 24F EDGE P OM4 MTP/LC 10F | PCE | 1 | 2168.98
G757924QPNDNW010F | 24F EDGE P OM4 MTP/LC 10F | PCE | 1 | 2168.98
G757924QPNDPW010F | 24F EDGE P OM4 MTP/LC 10F | PCE | 1 | 2168.98
G757924TPNDKW010F | 24F EDGE P OM3 MTP/LC 10F | PCE | 1 | 2138.98
G757924TPNDLW010F | 24F EDGE P OM3 MTP/LC 10F | PCE | 1 | 2138.98
G757924TPNDLW020F | 24F EDGE P OM3 MTP/LC 20F | PCE | 1 | 2240.94
HE57908QPH-KB010F | 8F EDGE8 HAR OM4 MTP/LC 10F | PCE | 1 | 749.7
HE57908QPH-LA003F | 8F EDGE8 HAR OM4 MTP/LC 3F | PCE | 1 | 717.46
HE57908QPH-LB001M | 8F EDGE8 HAR OM4 MTP/LC 1M | PCE | 1 | 718.74
HE57908QPH-LB003F | 8F EDGE8 HAR OM4 MTP/LC 3F | PCE | 1 | 717.46
HE57908QPH-LB003M | 8F EDGE8 HAR OM4 MTP/LC 3M | PCE | 1 | 748.98
HE57908QPH-LB010F | 8F EDGE8 HAR OM4 MTP/LC 10F | PCE | 1 | 749.7
HE57908QPH-LB020F | 8F EDGE8 HAR OM4 MTP/LC 20F | PCE | 1 | 795.78
HE67908QPH-1B003M | 8F EDGE8 HAR OM4 MTP/LC 3M | PCE | 1 | 823.72
HE67908QPH-1B010F | 8F EDGE8 HAR OM4 MTP/LC 10F | PCE | 1 | 824.5
HE67908QPH-2B001M | 8F EDGE8 HAR OM4 MTP/LC 1M | PCE | 1 | 790.2
HE67908QPH-2B003F | 8F EDGE8 HAR OM4 MTP/LC 3F | PCE | 1 | 788.76
HE67908QPH-2B010F | 8F EDGE8 HAR OM4 MTP/LC 10F | PCE | 1 | 824.5
HE67908QPH-3B003F | 8F EDGE8 HAR OM4 MTP/LC 3F | PCE | 1 | 788.76
HE67908QPH-4B003F | 8F EDGE8 HAR OM4 MTP/LC 3F | PCE | 1 | 788.76
HE67908QPH-4B020F | 8F EDGE8 HAR OM4 MTP/LC 20F | PCE | 1 | 875.56
HE67908QPH-5B003F | 8F EDGE8 HAR OM4 MTP/LC 3F | PCE | 1 | 788.76
HE67908QPH-5B005M | 8F EDGE8 HAR OM4 MTP/LC 5M | PCE | 1 | 857.22
HE67908QPH-JA001M | 8F EDGE8 HAR OM4 MTP/LC 1M | PCE | 1 | 718.74
HE67908QPH-JA003F | 8F EDGE8 HAR OM4 MTP/LC 3F | PCE | 1 | 717.46
HE67908QPH-JA010F | 8F EDGE8 HAR OM4 MTP/LC 10F | PCE | 1 | 749.7
HE67908QPH-JA010M | 8F EDGE8 HAR OM4 MTP/LC 10M | PCE | 1 | 854.76
HE67908QPH-JB001M | 8F EDGE8 HAR OM4 MTP/LC 1M | PCE | 1 | 718.74
HE67908QPH-JB003F | 8F EDGE8 HAR OM4 MTP/LC 3F | PCE | 1 | 717.46
HE67908QPH-JB003M | 8F EDGE8 HAR OM4 MTP/LC 3M | PCE | 1 | 748.98
HE67908QPH-JB005M | 8F EDGE8 HAR OM4 MTP/LC 5M | PCE | 1 | 779.2
HE67908QPH-JB010F | 8F EDGE8 HAR OM4 MTP/LC 10F | PCE | 1 | 749.7
HE67908QPH-JB010M | 8F EDGE8 HAR OM4 MTP/LC 10M | PCE | 1 | 854.76
HE67908QPH-JB030F | 8F EDGE8 HAR OM4 MTP/LC 30F | PCE | 1 | 841.84
HE67908QPH-KA001M | 8F EDGE8 HAR OM4 MTP/LC 1M | PCE | 1 | 718.74
H937912TPH-JA003F | 12F EDGE HAR OM3 MTP/LC 3F | PCE | 1 | 918.78
H937912TPH-JA010F | 12F EDGE HAR OM3 MTP/LC 10F | PCE | 1 | 937.3
H937912TPH-JB001M | 12F EDGE HAR OM3 MTP/LC 1M | PCE | 1 | 919.52
H937912TPH-KA001M | 12F EDGE HAR OM3 MTP/LC 1M | PCE | 1 | 919.52
H937912TPH-KA003F | 12F EDGE HAR OM3 MTP/LC 3F | PCE | 1 | 918.78
H937912TPH-KA003M | 12F EDGE HAR OM3 MTP/LC 3M | PCE | 1 | 936.88
H937912TPH-KA010F | 12F EDGE HAR OM3 MTP/LC 10F | PCE | 1 | 937.3
H937912TPH-KA020F | 12F EDGE HAR OM3 MTP/LC 20F | PCE | 1 | 963.8
HA67524QPH-KA005M | 24F EDGE HAR OM4 MTP/MTP 5M | PCE | 1 | 1520.2
HA67524QPH-L7001M | 24F EDGE HAR OM4 MTP/MTP 1M | PCE | 1 | 1370.18
HA67524QPH-L7010F | 24F EDGE HAR OM4 MTP/MTP 10F | PCE | 1 | 1446.98
HA67524QPH-LA001M | 24F EDGE HAR OM4 MTP/MTP 1M | PCE | 1 | 1370.18
HA67524QPH-LA010F | 24F EDGE HAR OM4 MTP/MTP 10F | PCE | 1 | 1446.98
HA69324QPH-K8003F | 24F EDGE HAR OM4 MTP/MTP 3F | PCE | 1 | 1363.44
HA69324QPH-L9010F | 24F EDGE HAR OM4 MTP/MTP 10F | PCE | 1 | 1443.48
HA69324QPH-LA001M | 24F EDGE HAR OM4 MTP/MTP 1M | PCE | 1 | 1366.68
HA69324QPH-LZ001M | 24F EDGE HAR OM4 MTP/MTP 1M | PCE | 1 | 1366.68
HA69324QPH-LZ003F | 24F EDGE HAR OM4 MTP/MTP 3F | PCE | 1 | 1363.44
HA69324QPH-LZ010F | 24F EDGE HAR OM4 MTP/MTP 10F | PCE | 1 | 1443.48
HE57908QPH-JA003F | 8F EDGE8 HAR OM4 MTP/LC 3F | PCE | 1 | 717.46
HE57908QPH-JB001M | 8F EDGE8 HAR OM4 MTP/LC 1M | PCE | 1 | 718.74
HE57908QPH-JB003F | 8F EDGE8 HAR OM4 MTP/LC 3F | PCE | 1 | 717.46
HE57908QPH-JB010F | 8F EDGE8 HAR OM4 MTP/LC 10F | PCE | 1 | 749.7
HE57908QPH-KA003F | 8F EDGE8 HAR OM4 MTP/LC 3F | PCE | 1 | 717.46
HE57908QPH-KA003M | 8F EDGE8 HAR OM4 MTP/LC 3M | PCE | 1 | 748.98
HE57908QPH-KA010F | 8F EDGE8 HAR OM4 MTP/LC 10F | PCE | 1 | 749.7
HE57908QPH-KB001M | 8F EDGE8 HAR OM4 MTP/LC 1M | PCE | 1 | 718.74
HE57908QPH-KB003F | 8F EDGE8 HAR OM4 MTP/LC 3F | PCE | 1 | 717.46
HE57908QPH-KB003M | 8F EDGE8 HAR OM4 MTP/LC 3M | PCE | 1 | 748.98
J909012GE8-NB010F | 12F EDGE JMP OS2 MTP/MTP 10F | PCE | 1 | 489.46
J909012GE8-NB010M | 12F EDGE JMP OS2 MTP/MTP 10M | PCE | 1 | 505.76
J909012GE8-NB020F | 12F EDGE JMP OS2 MTP/MTP 20F | PCE | 1 | 496.6
J909012GE8-NB030F | 12F EDGE JMP OS2 MTP/MTP 30F | PCE | 1 | 503.76
JA6A624QPH-NA001M | 24F EDGE JMP OM4 MTP/MTP 1M | PCE | 1 | 887.14
JA6A624QPH-NA003F | 24F EDGE JMP OM4 MTP/MTP 3F | PCE | 1 | 885.04
JA6A624QPH-NA005M | 24F EDGE JMP OM4 MTP/MTP 5M | PCE | 1 | 984.28
JA6A624QPH-NA010F | 24F EDGE JMP OM4 MTP/MTP 10F | PCE | 1 | 936.86
JA6A624QPH-NA010M | 24F EDGE JMP OM4 MTP/MTP 10M | PCE | 1 | 1165.88
JA6A624QPH-NA020F | 24F EDGE JMP OM4 MTP/MTP 20F | PCE | 1 | 1010.88
JA6A624QPH-NA020M | 24F EDGE JMP OM4 MTP/MTP 20M | PCE | 1 | 1450.04
JA6A624QPH-NA030F | 24F EDGE JMP OM4 MTP/MTP 30F | PCE | 1 | 1141.54
JA6A624TPH-NA003F | 24F EDGE JMP OM3 MTP/MTP 3F | PCE | 1 | 865.34
JE5E508QE8-NA001M | 8F EDGE8 JMP OM4 MTP/MTP 1M | PCE | 1 | 372.6
JE5E508QE8-NA003F | 8F EDGE8 JMP OM4 MTP/MTP 3F | PCE | 1 | 371.7
JE5E508QE8-NB001M | 8F EDGE8 JMP OM4 MTP/MTP 1M | PCE | 1 | 372.6
JE5E508QE8-NB003F | 8F EDGE8 JMP OM4 MTP/MTP 3F | PCE | 1 | 371.7
JE5E508QE8-NB003M | 8F EDGE8 JMP OM4 MTP/MTP 3M | PCE | 1 | 393.92
JE5E508QE8-NB005M | 8F EDGE8 JMP OM4 MTP/MTP 5M | PCE | 1 | 415.24
JE5E508QE8-NB010F | 8F EDGE8 JMP OM4 MTP/MTP 10F | PCE | 1 | 394.44
JE5E508QE8-NB010M | 8F EDGE8 JMP OM4 MTP/MTP 10M | PCE | 1 | 468.54
JE5E508QE8-NB020M | 8F EDGE8 JMP OM4 MTP/MTP 20M | PCE | 1 | 575.14
JE5E608QE8-NA001M | 8F EDGE8 JMP OM4 MTP/MTP 1M | PCE | 1 | 372.58
JE5E608QE8-NA003F | 8F EDGE8 JMP OM4 MTP/MTP 3F | PCE | 1 | 371.68
JE5E608QE8-NA003M | 8F EDGE8 JMP OM4 MTP/MTP 3M | PCE | 1 | 393.9
JE5E608QE8-NA005M | 8F EDGE8 JMP OM4 MTP/MTP 5M | PCE | 1 | 415.22
JE5E608QE8-NA010F | 8F EDGE8 JMP OM4 MTP/MTP 10F | PCE | 1 | 394.42
JE5E608QE8-NA010M | 8F EDGE8 JMP OM4 MTP/MTP 10M | PCE | 1 | 468.52
JE5E608QE8-NA020F | 8F EDGE8 JMP OM4 MTP/MTP 20F | PCE | 1 | 426.9
HE67908QPH-KA003F | 8F EDGE8 HAR OM4 MTP/LC 3F | PCE | 1 | 717.46
HE67908QPH-KA003M | 8F EDGE8 HAR OM4 MTP/LC 3M | PCE | 1 | 748.98
HE67908QPH-KA005M | 8F EDGE8 HAR OM4 MTP/LC 5M | PCE | 1 | 779.2
HE67908QPH-KA010F | 8F EDGE8 HAR OM4 MTP/LC 10F | PCE | 1 | 749.7
HE67908QPH-KA020M | 8F EDGE8 HAR OM4 MTP/LC 20M | PCE | 1 | 1005.9
HE67908QPH-KB001M | 8F EDGE8 HAR OM4 MTP/LC 1M | PCE | 1 | 718.74
HE67908QPH-KB003F | 8F EDGE8 HAR OM4 MTP/LC 3F | PCE | 1 | 717.46
HE67908QPH-KB003M | 8F EDGE8 HAR OM4 MTP/LC 3M | PCE | 1 | 748.98
HE67908QPH-KB005M | 8F EDGE8 HAR OM4 MTP/LC 5M | PCE | 1 | 779.2
HE67908QPH-KB010F | 8F EDGE8 HAR OM4 MTP/LC 10F | PCE | 1 | 749.7
HE67908QPH-KB020F | 8F EDGE8 HAR OM4 MTP/LC 20F | PCE | 1 | 795.78
J759312QE8-NB003F | 12F EDGE JMP OM4 MTP/MTP 3F | PCE | 1 | 428.34
J759312TE8-NA001M | 12F EDGE JMP OM3 MTP/MTP 1M | PCE | 1 | 406.1
J759312TE8-NB001M | 12F EDGE JMP OM3 MTP/MTP 1M | PCE | 1 | 406.1
J759312TE8-NB003M | 12F EDGE JMP OM3 MTP/MTP 3M | PCE | 1 | 417.34
J899012GE8-NA001M | 12F EDGE JMP OS2 MTP/MTP 1M | PCE | 1 | 484.62
J899012GE8-NA003F | 12F EDGE JMP OS2 MTP/MTP 3F | PCE | 1 | 484.42
J899012GE8-NA003M | 12F EDGE JMP OS2 MTP/MTP 3M | PCE | 1 | 489.32
J899012GE8-NA010F | 12F EDGE JMP OS2 MTP/MTP 10F | PCE | 1 | 489.44
J899012GE8-NA010M | 12F EDGE JMP OS2 MTP/MTP 10M | PCE | 1 | 505.74
J899012GE8-NB001M | 12F EDGE JMP OS2 MTP/MTP 1M | PCE | 1 | 484.62
J899012GE8-NB003F | 12F EDGE JMP OS2 MTP/MTP 3F | PCE | 1 | 484.42
J899012GE8-NB003M | 12F EDGE JMP OS2 MTP/MTP 3M | PCE | 1 | 489.32
J899012GE8-NB005M | 12F EDGE JMP OS2 MTP/MTP 5M | PCE | 1 | 494.02
J899012GE8-NB010F | 12F EDGE JMP OS2 MTP/MTP 10F | PCE | 1 | 489.44
J899012GE8-NB010M | 12F EDGE JMP OS2 MTP/MTP 10M | PCE | 1 | 505.74
J909012GE8-NB001M | 12F EDGE JMP OS2 MTP/MTP 1M | PCE | 1 | 484.64
J909012GE8-NB003F | 12F EDGE JMP OS2 MTP/MTP 3F | PCE | 1 | 484.44
J909012GE8-NB003M | 12F EDGE JMP OS2 MTP/MTP 3M | PCE | 1 | 489.34
GE6E616QPNDDU010F | 16F EDGE8 P OM4 MTP/MTP 10F | PCE | 1 | 1566.14
GE6E624QPNDDU010F | 24F EDGE8 P OM4 MTP/MTP 10F | PCE | 1 | 1750.92
GE6E624QPNDDU030F | 24F EDGE8 P OM4 MTP/MTP 30F | PCE | 1 | 2001.82
GE6E632QPNDDU005M | 32F EDGE8 P OM4 MTP/MTP 5M | PCE | 1 | 2560.02
GE6E632QPNDDU020M | 32F EDGE8 P OM4 MTP/MTP 20M | PCE | 1 | 3487.28
GE6E648QADDDU010F | 48F EDGE8 P OM4 MTP/MTP 10F | PCE | 1 | 4547.58
GE6E648QPNDDU010F | 48F EDGE8 P OM4 MTP/MTP 10F | PCE | 1 | 3187.62
GE6E672QPNDDU010F | 72F EDGE8 P OM4 MTP/MTP 10F | PCE | 1 | 5096.58
GE6E696QPNDDU010F | 96F EDGE8 P OM4 MTP/MTP 10F | PCE | 1 | 6720.96
GE6E6E4QPNDDU010F | 144F EDGE8 P OM4 MTP/MTP 10F | PCE | 1 | 9968.64
GE77808GPNDKW010F | 8F EDGE8 P OS2 MTP/LC 10F | PCE | 1 | 1216.26
GE77824GPNDLW010F | 24F EDGE8 P OS2 MTP/LC 10F | PCE | 1 | 2448.36
GE77824GPNDLW030F | 24F EDGE8 P OS2 MTP/LC 30F | PCE | 1 | 2540.8
GE77832GPNDLW010F | 32F EDGE8 P OS2 MTP/LC 10F | PCE | 1 | 3401
GE77848GPNDLW010F | 48F EDGE8 P OS2 MTP/LC 10F | PCE | 1 | 4103.52
GE77848GPNDLW030F | 48F EDGE8 P OS2 MTP/LC 30F | PCE | 1 | 4288.44
GE77872GPNDLW010F | 72F EDGE8 P OS2 MTP/LC 10F | PCE | 1 | 6739.56
GE77896GPNDLW010F | 96F EDGE8 P OS2 MTP/LC 10F | PCE | 1 | 8908.98
GE77896GPNDLW030F | 96F EDGE8 P OS2 MTP/LC 30F | PCE | 1 | 9278.82
GE7E708GADDDU010F | 8F EDGE8 P OS2 MTP/MTP 10F | PCE | 1 | 1548.16
GE7E724GADDDU010F | 24F EDGE8 P OS2 MTP/MTP 10F | PCE | 1 | 2717.84
GE7E724GPNDDP010F | 24F EDGE8 P OS2 MTP/MTP 10F | PCE | 1 | 1880.74
GE7E732GADDDU010F | 32F EDGE8 P OS2 MTP/MTP 10F | PCE | 1 | 3695.42
GE7E748GADDDU010F | 48F EDGE8 P OS2 MTP/MTP 10F | PCE | 1 | 4388.88
GE7E748GADDDU030F | 48F EDGE8 P OS2 MTP/MTP 30F | PCE | 1 | 4712.74
GE7E772GADDDU010F | 72F EDGE8 P OS2 MTP/MTP 10F | PCE | 1 | 7048.94
GE7E796GADDDU010F | 96F EDGE8 P OS2 MTP/MTP 10F | PCE | 1 | 9135.1
GE7E7E4GADDDU010F | 144F EDGE8 P OS2 MTP/MTP 10F | PCE | 1 | 13583.58
GE7E7E4GPNDDP010F | 144F EDGE8 P OS2 MTP/MTP 10F | PCE | 1 | 10038.1
GE5E5K2QPNDDP010F | 192F EDGE8 P OM4 MTP/MTP 10F | PCE | 1 | 14629.9
GE5E5K2TPNDDU010F | 192F EDGE8 P OM3 MTP/MTP 10F | PCE | 1 | 13621.94
GE5E5U8QADDDU010F | 288F EDGE8 P OM4 MTP/MTP 10F | PCE | 1 | 26489.08
GE5E5U8QPNDDP005M | 288F EDGE8 P OM4 MTP/MTP 5M | PCE | 1 | 22635.76
GE5E5U8QPNDDP010F | 288F EDGE8 P OM4 MTP/MTP 10F | PCE | 1 | 21568.4
GE5E5U8TPNDDU010F | 288F EDGE8 P OM3 MTP/MTP 10F | PCE | 1 | 20110.74
GE5E608QPNDCX010F | 8F EDGE8 P OM4 MTP/MTP 10F | PCE | 1 | 920.8
GE5E624QPNDDU052F | 24F EDGE8 P OM4 MTP/MTP 52F | PCE | 1 | 2277.78
GE5E632QPNDCX010F | 32F EDGE8 P OM4 MTP/MTP 10F | PCE | 1 | 2439.36
GE5E632QPNDDU010F | 32F EDGE8 P OM4 MTP/MTP 10F | PCE | 1 | 2439.36
GE5E632QPNDDU020F | 32F EDGE8 P OM4 MTP/MTP 20F | PCE | 1 | 2627.8
GE5E632QPNDDU030F | 32F EDGE8 P OM4 MTP/MTP 30F | PCE | 1 | 2816.2
GE5E648QPNDCX010F | 48F EDGE8 P OM4 MTP/MTP 10F | PCE | 1 | 3187.64
GE5E648QPNDCX020F | 48F EDGE8 P OM4 MTP/MTP 20F | PCE | 1 | 3517.98
GE5E648QPNDDU003M | 48F EDGE8 P OM4 MTP/MTP 3M | PCE | 1 | 3182.44
GE5E648QPNDDU010F | 48F EDGE8 P OM4 MTP/MTP 10F | PCE | 1 | 3187.64
GE5E672QPNDCX003M | 72F EDGE8 P OM4 MTP/MTP 3M | PCE | 1 | 5088.74
GE5E672QPNDCX010F | 72F EDGE8 P OM4 MTP/MTP 10F | PCE | 1 | 5096.54
GE5E696QPNDCX010F | 96F EDGE8 P OM4 MTP/MTP 10F | PCE | 1 | 6720.96
GE5E6E4QPNDCX003M | 144F EDGE8 P OM4 MTP/MTP 3M | PCE | 1 | 9953.04
GE5E6E4QPNDCX010F | 144F EDGE8 P OM4 MTP/MTP 10F | PCE | 1 | 9968.64
GE5E6E4QPNDDU010F | 144F EDGE8 P OM4 MTP/MTP 10F | PCE | 1 | 9968.64
GE5E6K2QPNDCX010F | 192F EDGE8 P OM4 MTP/MTP 10F | PCE | 1 | 14629.9
GE67908TPNCKZ010F | 8F EDGE8 P OM3 MTP/LC 10F | PCE | 1 | 1147.22
GE67924QPNCLZ010F | 24F EDGE8 P OM4 MTP/LC 10F | PCE | 1 | 2303.66
GE67932QPNCLZ010F | 32F EDGE8 P OM4 MTP/LC 10F | PCE | 1 | 3216.48
GE67932QPNCLZ010M | 32F EDGE8 P OM4 MTP/LC 10M | PCE | 1 | 3646.22
GE67948QPNCLZ010F | 48F EDGE8 P OM4 MTP/LC 10F | PCE | 1 | 4120.1
GE6E608QPNDDU010F | 8F EDGE8 P OM4 MTP/MTP 10F | PCE | 1 | 920.84
H757912QPH-KB020M | 12F EDGE HAR OM4 MTP/LC 20M | PCE | 1 | 1243.52
H757912QPH-LA001M | 12F EDGE HAR OM4 MTP/LC 1M | PCE | 1 | 956.9
H757912QPH-LB001M | 12F EDGE HAR OM4 MTP/LC 1M | PCE | 1 | 956.9
H757912TPH-JB003F | 12F EDGE HAR OM3 MTP/LC 3F | PCE | 1 | 920.54
H757912TPH-JB010F | 12F EDGE HAR OM3 MTP/LC 10F | PCE | 1 | 939.06
H757912TPH-KA001M | 12F EDGE HAR OM3 MTP/LC 1M | PCE | 1 | 921.28
H757912TPH-KA003M | 12F EDGE HAR OM3 MTP/LC 3M | PCE | 1 | 938.64
H757912TPH-KB001M | 12F EDGE HAR OM3 MTP/LC 1M | PCE | 1 | 921.28
H757912TPH-KB003F | 12F EDGE HAR OM3 MTP/LC 3F | PCE | 1 | 920.54
H757912TPH-KB003M | 12F EDGE HAR OM3 MTP/LC 3M | PCE | 1 | 938.64
H757912TPH-KB010F | 12F EDGE HAR OM3 MTP/LC 10F | PCE | 1 | 939.06
H757912TPH-LA003F | 12F EDGE HAR OM3 MTP/LC 3F | PCE | 1 | 920.54
H757912TPH-LB003F | 12F EDGE HAR OM3 MTP/LC 3F | PCE | 1 | 920.54
H890212GE8-JP020F | 12F PNP HAR OS2 MTP/LC 20F | PCE | 1 | 838.34
H890212GE8-KP003F | 12F PNP HAR OS2 MTP/LC 3F | PCE | 1 | 823.44
H897812GPH-JA001M | 12F EDGE HAR OS2 MTP/LC 1M | PCE | 1 | 1053.98
H897812GPH-JA003F | 12F EDGE HAR OS2 MTP/LC 3F | PCE | 1 | 1053.66
H907812GPH-KB003M | 12F EDGE HAR OS2 MTP/LC 3M | PCE | 1 | 1061.22
H907812GPH-KB005M | 12F EDGE HAR OS2 MTP/LC 5M | PCE | 1 | 1068.46
H907812GPH-KB010F | 12F EDGE HAR OS2 MTP/LC 10F | PCE | 1 | 1061.4
H907812GPH-LB001M | 12F EDGE HAR OS2 MTP/LC 1M | PCE | 1 | 1053.98
H907812GPH-LB003F | 12F EDGE HAR OS2 MTP/LC 3F | PCE | 1 | 1053.66
H907812GPH-LB003M | 12F EDGE HAR OS2 MTP/LC 3M | PCE | 1 | 1061.22
H907812GPH-LB005M | 12F EDGE HAR OS2 MTP/LC 5M | PCE | 1 | 1068.46
H907812GPH-MA010F | 12F EDGE HAR OS2 MTP/LC 10F | PCE | 1 | 1061.4
H907812GPH-MB010F | 12F EDGE HAR OS2 MTP/LC 10F | PCE | 1 | 1061.4
H907812GPH-PA010F | 12F EDGE HAR OS2 MTP/LC 10F | PCE | 1 | 1061.4
H907812GPH-RB010F | 12F EDGE HAR OS2 MTP/LC 10F | PCE | 1 | 1061.4
H937912TPH-4B010F | 12F EDGE HAR OM3 MTP/LC 10F | PCE | 1 | 788.64
GE7E7U8GADDDU010F | 288F EDGE8 P OS2 MTP/MTP 10F | PCE | 1 | 20569.98
GE7E808GPNDCX010F | 8F EDGE8 P OS2 MTP/MTP 10F | PCE | 1 | 966.4
GE7E816GPNDCX005M | 16F EDGE8 P OS2 MTP/MTP 5M | PCE | 1 | 1728.66
GE7E816GPNDCX020M | 16F EDGE8 P OS2 MTP/MTP 20M | PCE | 1 | 1899.56
GE7E816GPNDDU010F | 16F EDGE8 P OS2 MTP/MTP 10F | PCE | 1 | 1706.38
GE7E824GPNDDU010F | 24F EDGE8 P OS2 MTP/MTP 10F | PCE | 1 | 1880.74
GE7E824GPNDDU030F | 24F EDGE8 P OS2 MTP/MTP 30F | PCE | 1 | 1973.2
GE7E832GPNDDP030F | 32F EDGE8 P OS2 MTP/MTP 30F | PCE | 1 | 2741.88
GE7E848GPNDCX005M | 48F EDGE8 P OS2 MTP/MTP 5M | PCE | 1 | 3205.18
GE7E848GPNDCX010F | 48F EDGE8 P OS2 MTP/MTP 10F | PCE | 1 | 3145.96
GE7E848GPNDCX020M | 48F EDGE8 P OS2 MTP/MTP 20M | PCE | 1 | 3660.2
GE7E848GPNDDP005M | 48F EDGE8 P OS2 MTP/MTP 5M | PCE | 1 | 3205.18
GE7E896GPNDCX005M | 96F EDGE8 P OS2 MTP/MTP 5M | PCE | 1 | 6886.52
GE7E896GPNDCX020M | 96F EDGE8 P OS2 MTP/MTP 20M | PCE | 1 | 7796.54
GE7E8E4GPNDCX005M | 144F EDGE8 P OS2 MTP/MTP 5M | PCE | 1 | 10215.9
GE7E8E4GPNDDU010F | 144F EDGE8 P OS2 MTP/MTP 10F | PCE | 1 | 10038.1
GE87808GPNDKW005M | 8F EDGE8 P OS2 MTP/LC 5M | PCE | 1 | 1231.12
GE8E808GPNDDU010F | 8F EDGE8 P OS2 MTP/MTP 10F | PCE | 1 | 966.44
H757912QPH-JB010F | 12F EDGE HAR OM4 MTP/LC 10F | PCE | 1 | 987.8
H757912QPH-JB010M | 12F EDGE HAR OM4 MTP/LC 10M | PCE | 1 | 1092.68
H757912QPH-JB020M | 12F EDGE HAR OM4 MTP/LC 20M | PCE | 1 | 1243.52
H757912QPH-KA005M | 12F EDGE HAR OM4 MTP/LC 5M | PCE | 1 | 1017.24
H757912QPH-KB001M | 12F EDGE HAR OM4 MTP/LC 1M | PCE | 1 | 956.9
H757912QPH-KB003F | 12F EDGE HAR OM4 MTP/LC 3F | PCE | 1 | 955.62
H757912QPH-KB003M | 12F EDGE HAR OM4 MTP/LC 3M | PCE | 1 | 987.08
H757912QPH-KB005M | 12F EDGE HAR OM4 MTP/LC 5M | PCE | 1 | 1017.24
H757912QPH-KB010F | 12F EDGE HAR OM4 MTP/LC 10F | PCE | 1 | 987.8
H757912QPH-KB010M | 12F EDGE HAR OM4 MTP/LC 10M | PCE | 1 | 1092.68
H757912QPH-KB020F | 12F EDGE HAR OM4 MTP/LC 20F | PCE | 1 | 1033.78
DMATF1FDD1NC300F0P | AT PLAPC300FEVOLV® TERMINAL STUB | PCE | 1 | 476.52
ADP-KDLC-CCGRF-CLX | ADPT,LC DUP KXY,CP/CR,GRN/LO,RF/MT,CCS | PCE | 50 | 24.22
ADP-KDLC-CCERF-CLX | ADPT,LC DUP KXY,CP/CR,ORG/LO,RF/MT,CCS | PCE | 50 | 24.22
ADP-KDLC-CCBRF-CLX | ADPT,LC DUP KXY,CP/CR,BLK/LO,RF/MT,CCS | PCE | 50 | 23.52
ADP-KDLC-CCNRF-CLX | ADPT,LC DUP KXY,CP/CR,BLU/LO,RF/MT,CCS | PCE | 50 | 24.22
ADP-KDLC-CCRRF-CLX | ADPT,LC DUP KXY,CP/CR,RED/LO,RF/MT,CCS | PCE | 50 | 24.22
ADP-KDLC-CCSRF-CLS | ADPT,LC DUP KEY,CP/CR,SLT/LO,RF/MT,CCS | PCE | 50 | 24.22
ADP-KDLC-CCYRF-CLX | ADPT,LC DUP KXY,CP/CR,YEL/LO,RF/MT,CCS | PCE | 50 | 23.52
95-200-KE | KEYED LC UNICAM, SM,OS2,HIGH-PERF,ORANGE | PCE | 25 | 24.62
ADP-ST00-MMATH-NLS | ADPT,ST,MT/PB,AQU/LOMMF,TH/NUT,NL | PCE | 50 | 4.26
95-05X-KS | KEYED LC UNICAM, OM3, SLATE | PCE | 25 | 22.02
95-05X-KE | KEYED LC UNICAM, OM3, ORANGE | PCE | 25 | 24.06
95-05X-KB | KEYED LC UNICAM, OM3, BLACK | PCE | 25 | 24.06
95-050-KE | KEYED LC UNICAM, OM2, ORANGE | PCE | 25 | 67.44
95-000-KE | KEYED LC UNICAM, OM1, ORANGE | PCE | 25 | 20.98
FZB-04U-CLG | FIBER ZONE BOX, CEILING KIT | PCE | 1 | 158.78
95-051-98-SP-KY | KEYED LC ANAEROBIC CONN,MM,50UM,YELLOW | PCE | 100 | 13.82
CCH-CP12-KD | CCH PNL W/6 LC DUP SM KEYED GREEN | PCE | 2 | 158.32
CCH-CP12-K5 | CCH PNL W/6 LC DUP SM KEYED RED | PCE | 2 | 158.32
CCH-CP12-K1 | CCH PNL W/6 LC DUP SM KEYED BLUE | PCE | 2 | 158.32
CCH-CP12-KH | 12F LC DUP,SM, KEYED PANEL (orange) | PCE | 2 | 158.32
ADP-SC00-CCGRC-CCS | ADPT,SC,CP/CR,GRN/APC,RF/IC,CCS,CLR | PCE | 50 | 8.54
CCH-RM24-E4-P03SH | CCH RD MOD W/12 LCDUP SX+ & 3M PGT MIC | PCE | 1 | 1275.74
CCH-CP24-BE | CCH PANEL W/12 LC-DUP RED SM/MM | PCE | 2 | 310.62
CAM-SPLICE-CC | FBC-017 COMPATIBLE CAMSPLICE | PK | 1 | 856.66
ADP-DLC0-CCSRF-CLS | ADPT,LC DUP,CP/CR,SLATE/NA,RF/MT,CCS | PCE | 50 | 22.02
ADP-DLC0-CCERF-CLS | ADPT,LC DUP,CP/CR,ORANGE/NA,RF/MT,CCS | PCE | 50 | 22.02
ADP-DLC0-CCRRF-CLS | ADPT,LC DUP,CP/CR,RED/NA,RF/MT,CCS | PCE | 50 | 22.02
ADP-DLC0-CCYRF-CLS | ADPT,LC DUP,CP/CR,YELLOW/NA,RF/MT,CCS | PCE | 50 | 22.02
CCH-RM12-6C-P03RJ | CCH RD MOD 12F SCAPC CER & 3M PGTL RIB | PCE | 1 | 669.8
SCF-6C28-02-F | 6 X 28 CAN W/2.4 STACKERS | PCE | 1 | 688.28
CDF-03U-24-BKT | MOUNTING EARS, 24", FOR 3U SIZE UNIT | PCE | 1 | 51.34
CDF-05U-23-BKT | MOUNTING EARS, 23", FOR 5U SIZE UNIT | PCE | 1 | 67.94
CCH-CPE4-90 | CCH Connector Panel with 12 MTP, SM, Com | PCE | 2 | 530.4
CCH-CP24-K1 | 24F W/12 LC DUP KEYED PANEL SM (BLUE) | PCE | 2 | 297.92
SCF-KT-G62-6 | 2-hole grommet kit for SCF | PCE | 5 | 38.58
CCH-CP24-B3 | PANEL, CCH, W/12 LC DUP, APC | PCE | 1 | 310.88
CLEANER-UNIV-CASS | Universal Cleaning Cassette | PCE | 1 | 127.78
CCH-RM12-E7-P03SH | CCH RD MODULE W/6 SX+ SC DUP & 3M PGTLS | PCE | 1 | 597.88
ADP-DLC0-CCGRC-CLS | LC DUP ADAPTER,APC,CER,CORNING | PCE | 50 | 23.14
CCH-CP36-E3 | PANEL, CCH, W/3 MTP AQUA | PCE | 2 | 136.8
TKT-CLEAN-SFC | Tool Kit- Single Fiber Cleaning | PCE | 1 | 464.2
95-400-12-BP26-S | LC 1.6/2.0MM HEAT SHRINK CRIMP RING | PCE | 100 | 0.56
WMO-CP02-E7-35 | WMO PNL,W/1 SC 50/125 SX+ INSERT,BEIGE | PCE | 1 | 20.8
PWH-RJSR | KIT, EXTERIOR PLUG-N-PLAY SR BRKT,PWH | PCE | 1 | 27.58
SCA-KT9-066CPR | KIT, SCA RIGHT ENDCAP 6 OPTITAP | PCE | 1 | 296.82
UCA4-066CP-W-4B | BELOWGRADE W/6/4 BLANK PORTS | PCE | 1 | 547.48
UCA4-066CP-W-6B | BELOWGRADE W/6/6 BLANK PORTS | PCE | 1 | 569.06
CCH-RM12-05-70K | CCH RD MODULE ASSY, LC DUP TO MTP, MM | PCE | 1 | 584.34
CCH-CP06-B3 | PANEL, W/3 DUP LC APC SR/SR SLVS | PCE | 2 | 91.78
SCA-KT9-046CPR | KIT, SCA RIGHT ENDCAP 4 OPTITAP | PCE | 1 | 209.08
SCA-KT9-046CPL | KIT, SCA LEFT ENDCAP 4 OPTITAP | PCE | 1 | 209.08
CDF-02U-23-BKT | MOUNTING EARS, 23", FOR 2U SIZE UNIT | PCE | 1 | 17.18
WMO-CP04-D3-35 | WMO PNL, W/2 LC DUPLEX MM CER 50UM | PCE | 1 | 41.82
95-400-51-BP3B | BOOT,UNICAM,3MM,ST/FC,BLACK,BULK | PCE | 100 | 0.4
CCHCP24-A9B3-P03RJ | PNL,LC UPC/APC,A9 1-20,B3 21-24,RBN3M | PCE | 1 | 1630.46
CCH-RM12-G5-P03CJ | CCH RD MODULE ST CER 50UM & 3M RIB PGTL | PCE | 1 | 536.28
CCH-RM12-59-P03RJ | CCH RD MOD 12F SCDUP CER SM & 3M PGTL | PCE | 1 | 597.88
95-000-KS | KEYED LC UNICAM, OM1, SLATE | PCE | 25 | 20.98
SCA-KT-9CBL-11 | KIT,SCA DROP STRN RLF, 11 MM, 25 PK | PK | 5 | 240.5
HSP-60S100-1 | Heat shrink-single fibers,60mm(100 pcs) | PK | 1 | 90.04
CLV-FBC6UA-1 | Adapter for bare fiber adapter universal | PCE | 1 | 754.44
CCH-CP24-K5 | CCH PNL, W/12 LC DUP KEY, CER, RED | PCE | 2 | 297.92
CCH-CP24-KD | CCH PNL, W/12 LC DUP KEY, CER, GREEN | PCE | 2 | 297.92
CCH-CP24-KH | CCH PNL, W/12 LC DUP KEY, CER, ORANGE | PCE | 2 | 297.92
CCH-CP24-KK | CCH PNL, W/12 LC DUP KEY, CER, BLACK | PCE | 2 | 297.92
3201031-01 | Crimp Tool SC/FC/ST E&P w. jack retetent | PCE | 1 | 327.9
WMO-CP02-H3-35 | WMO PNL W/2 ST 50UM LASER OPTIM MM,BEIGE | PCE | 1 | 17.22
CCH-UM24-05-93T | CCH Module 24F OM3 LCDUP-MTPm | PCE | 1 | 1076.86
WMO-CP04-A9-35 | WMO PNL, W/2 SM LC DUPLEX BEIGE | PCE | 1 | 47.32
CCH-CP24-LB | CCH,W/12 LC KEYED/NON-KEYED GREEN | PCE | 2 | 310.62
CCH-CP24-LA | CCH,W/12 LC KEYED/NON-KEYED RED | PCE | 2 | 310.62
CCH-CP12-LA | CCH,W/6 LC KEYED/NON-KEYED RED | PCE | 2 | 164.68
CCH-CP12-LB | CCH,W/6 LC KEYED/NON-KEYED GREEN | PCE | 2 | 164.68
CCH-CP12-LD | CCH,W/6 LC KEYED/NON-KEYED YELLOW | PCE | 2 | 164.68
CCH-CP12-LE | CCH,W/6 LC KEYED/NON-KEYED BLUE | PCE | 2 | 164.68
CCH-CP24-LD | CCH,W/12 LC KEYED/NON-KEYED YELLOW | PCE | 2 | 310.62
ADP-DLC0-CCKRC-CLS | LC DUP ADAPTER, MM 62.5, CER, CORNING | PCE | 50 | 22.02
1506095-01 | LAPPING FILM,5",3UN,DIAMOND,W/OBACK | PCE | 50 | 8.1
FCC-CLEANER-CONN | Fiber Optic Connector Cleaning Fluid | PCE | 1 | 32.22
ADP-STSC-CCBFL-NLS | ADPT, CP/CR,BLK,FL/MT, NL | PCE | 50 | 14.28
95-400-53-BP25 | CRIMP RING, UC, LONG, SC/ST/FC | PCE | 100 | 0.62
CCH-UM24-04-89G | CCH MODULE 24F LCDUPSHUTT/MTPA | PCE | 1 | 1168.46
FOTA-300 | FIBER RAIL - 4/8 FOTA | PCE | 1 | 603.8
CCH-RM12-6T-P03RH | CCH RD MOD 12F ST SM THRD & 3M PGTL | PCE | 1 | 595.66
ADP-MTP0-CNBRF-CLS | ADAPTER,MTP,CP/NO,BLK,RF/MT,CCS | PCE | 50 | 24.36
CCH-RM06-6T-P03RH | CCH RD MODULE W/6 ST THRD SM & 3M PGTL | PCE | 1 | 320.6
SCA-9T24-066CPR-SL | SCA TERM, SNAP, W/6 OPTFT RIGTH STD LFT | PCE | 1 | 549.28
SCF-6C22-ORS | ASSEMBLY, CAN, 6 X 22, ORS | PCE | 1 | 644.1
CCH-CP24-BG | CCH PANEL W/12 LC-DUP YELLOW SM/MM | PCE | 2 | 310.62
CCH-CP24-BF | CCH PANEL W/12 LC-DUP BLACK SM/MM | PCE | 2 | 310.62
WMO-CP02-E4-35 | WMO PNL, W 1 LC DUP SX+, BEIGE | PCE | 1 | 22.92
WMO-CP04-E7-35 | WMO PNL, W/2 SC DUP, SX+, CER, AQUA,NLOG | PCE | 1 | 37.66
CCH-RM12-B3-P03RH | CCH RD MODULE W/6 LC APC DUP & 3M PGTLS | PCE | 1 | 772.48
ADP-DMTR-CNKRF-CLS | ADAPTER,MTRJ DUPLEX SC,MM,CORNING | PCE | 50 | 8.06
SCA-KT9-AHD | KIT,HANGING GROUNDING BRACKET SNAP | PCE | 5 | 56.24
ISH-12SPT | INDUSTRIAL SPLICE HOUSING | PCE | 1 | 964.28
95-05X-KE-Z | KEYED LC UNICAM, OM3, ORANGE, ORGANIZER | PK | 1 | 550.14
95-050-KS-Z | KEYED LC UNICAM, OM2, SLATE, ORG | PK | 1 | 572.96
95-200-KN-Z | KEYED LC UNICAM,SM,OS2,HIGH-PERF,BLUE,OR | PK | 1 | 671.54
95-05X-KR-Z | KEYED LC UNICAM, OM3, RED, ORGANIZER | PK | 1 | 550.14
95-200-KR-Z | KEYED LC UNICAM,SM,OS2,RED,ORGANIZER | PK | 1 | 614.62
95-050-KY-Z | KEYED LC UNICAM, OM2, YELLOW, ORGNIZER | PK | 1 | 524.38
95-05X-KY-Z | KEYED LC UNICAM, OM3, YELLOW, ORGANIZER | PK | 1 | 550.14
95-200-KY-Z | KEYED LC UNICAM,SM,OS2,YELLOW,ORG | PK | 1 | 614.62
95-000-KG-Z | KEYED LC UNICAM, OM1, GREEN, ORGANIZER | PK | 1 | 572.96
95-05X-KG-Z | KEYED LC UNICAM, OM3, GREEN, ORGANIZER | PK | 1 | 550.14
95-050-KR-Z | KEYED LC UNICAM, OM2, RED, ORGANIZER | PK | 1 | 524.38
WIC-CP1-066C | WIC PNL W/6 SC APC SM ADPT | PCE | 1 | 96.48
WIC-CP1-0656 | WIC CONNECTOR PANELW 6 SC MM ADAPTERS | PCE | 1 | 68.14
WIC-CP1-06A8 | WIC PANEL, W/3 LCDUP MM | PCE | 1 | 81.24
WIC-CP1-12A9 | WIC PNL, W/6 LCDUP CER SM SLVS | PCE | 1 | 165.96
WIC-CP1-12A8 | WIC PNL, W/6 LCDUP CER MM SLVS | PCE | 1 | 134.72
CLEANER-PORT-OTAP | 9394 -Single-Fiber Port Cleaner, OptiTap | PCE | 1 | 140.94
CPP-SSR-KIT | KIT,STRENGTH MEMBER STRAIN RELIEF | PCE | 1 | 21.62
ADP-DLC0-CCNRC-CLS | LC DUP ADAPTER,SM,CER,CORNING | PCE | 50 | 22.02
CCH-CP08-H3 | PANEL W/8 SIMPLEX THREADED ST SX+ CER | PCE | 2 | 70.76
WCH-SPLC-12 | KIT, 12P-SPLC, WCH | PCE | 1 | 82.06
WCH-SSH-4-12 | KIT, HOUSING, SLACK STORAGE, WCH-4-12 | PCE | 1 | 465.04
WIC-012 | WALL-MOUNT INTERCONN CNTR | PCE | 1 | 196.3
WIC-012-25T | WIC-012, W/12 ST THREADED MM | PCE | 1 | 237.3
WIC-CP1-11 | CP WITH 6 FC SM SLV | PCE | 2 | 92.02
WIC-CP1-15T | WIC PNL W/6 THREADED ST MM OM1 ADPT | PCE | 2 | 69.98
WIC-CP1-25T | WIC PNL W/6 THREADED ST MM OM1 ADPT | PCE | 2 | 68.22
WIC-CP1-39 | WIC PNL W/6 SC MM OM1 ADPT | PCE | 2 | 78.48
WIC-CP1-3C | WIC PNL W/6 SC UPC SM ADPT | PCE | 2 | 93.58
WIC-CP1-57 | WIC PNL W/3 DUPSC SLEEVES, MM | PCE | 2 | 75.58
WIC-CP1-6C | CP W/6 SCAPC CER SLEEVES | PCE | 2 | 106.12
WIC-CP1-91 | WIC PNL W/3 DUPSC COMP SLEEVES, MM | PCE | 2 | 68.86
WMO-85 | WORKSTATION MULTIMEDIA OUTLET, WHITE | PCE | 1 | 31.36
WMO-CP01-AX-35 | WMO PNL, F/1 SGL RJ45, BEIGE | PCE | 1 | 9.84
WMO-CP02-15T-85 | WMO PNL, W/2 MM/SM ST, CR (TER-515), WHT | PCE | 1 | 16.62
WMO-CP02-25T-85 | WMO PNL, W/2 MM PST, (TER-517), WHITE | PCE | 1 | 16.02
WMO-CP02-91-35 | WMO PNL, W/1 MM DUP SC, PL, BEIGE | PCE | 1 | 16.24
WMO-CP02-A8-85 | WMO PNL, W/1 MM LCDUP, WHITE | PCE | 1 | 22.92
WMO-CP02-A9-85 | WMO PANEL LC DUPLEX SM WHITE | PCE | 10 | 25.64
WMO-CP02-AX-35 | WMO PNL, F/2 PANDUIT, BEIGE | PCE | 1 | 4.92
WMO-CP02-D3-85 | WMO PNL, W/1 MM LC DUPLEX WHITE | PCE | 1 | 22.92
WMO-CP02-E4-85 | WMO PNL, W/1 LC DUP SX+, WHITE | PCE | 1 | 22.92
WMO-CP04-91-85 | WMO PNL, W/2 MM DUP SC, PL, WHITE | PCE | 1 | 28.48
WMO-CP04-A7-85 | WMO PNL, W/2 MM LC, WHITE | PCE | 1 | 41.82
WMO-CP04-A8-35 | WMO PNL,W/2 MM LC DUP ADPT, BEIGE | PCE | 1 | 41.82
WMO-CP04-A8-85 | WMO PNL, W/2 MM LC, WHITE | PCE | 1 | 41.82
WMO-CP04-E1-35 | WMO PNL, W/2 MTRJ 50UM SX+, BEIGE | PCE | 1 | 22.74
WMO-CP04-E4-35 | WMO PNL, W/2 LC DUP SX+, BEIGE | PCE | 1 | 41.82
WMO-CP04-E4-85 | WMO PNL, W/2 LC DUP SX+, WHITE | PCE | 1 | 41.82
SCF-POLE-BKT8 | KIT, 8IN CANISTER POLE | PCE | 1 | 170.9
SCF-ST-001 | SPL TRAY, .2 STD, 2 SPACERS, 12 FUS | PCE | 1 | 28.2
SCF-ST-002 | SPL TRAY, 8.75X3.94X39,2 SPACER, 12 MECH | PCE | 1 | 50.24
SCF-ST-048 | SPLICE TRAY, 12F HEAT SHRINK FUSION | PCE | 1 | 30.84
SCF-ST-099 | SPL TRAY, .2 STD, 2 SPACERS, 12 HSF | PCE | 5 | 28.2
SCF-ST-112 | SPL TRAY, 13.23 X 3.94 X .2, 24 HSF | PCE | 5 | 39.32
SCF-ST-116 | SPL TRAY,8.75X 3.94X .39,2 SPACER,4 HSMF | PCE | 5 | 48.58
SCF-ST-126 | SPL TRAY 9.34 X 3.94 .39, 24 SF, 4HSMF | PCE | 5 | 40.22
SPH-01P-BKT | SINGLE PANEL HOUSING BRACKET,ROHS | PCE | 1 | 24.84
TKT-FDFN-VZ | Tool Kit- Splice Drop w/900µm Ptal F/On | PCE | 1 | 40.4
TKT-LT-VZ | Tool Kit- FTTP Loose Tube Splicing | PCE | 1 | 1032.52
TKT-OTMT-CLN-002 | Tool Kit- OPTITIP Cleaning, Single Tool | PCE | 1 | 223.9
TKT-SPLICE | Tool Kit- Splicing , Black Bag | PCE | 1 | 664.92
UAT3-SPRINGS | UAT3- REPLACEMENT SPRINGS | PCE | 1 | 63.96
UCA-KT-AHD | KIT, UCA AERIAL HANGING DEVICE | PCE | 5 | 80.54
UCA3-6-FITL | UCA3-6 HYBRID FITL CLOSURE | PCE | 1 | 162.18
UCA4-046CP-W-4B | BELOWGRADE W/4/4 BLANK PORTS | PCE | 1 | 536.78
UCA4-066CP-W | BELOWGRADE W/6 PORT | PCE | 1 | 452.2
UCA4-KT-PLUG | KIT, DUMMY PLUG UCA4-6 | PK | 1 | 34.56
UCAO-BK1 | KIT, UCAO POLE/WALL MOUNTING | PCE | 1 | 27.52
UCAO-ST-03 | UCAO 4 HS 12F RIBBON SPLICE TRAYS | PCE | 1 | 37.86
UCAO-ST-06 | UCAO 12 SF HS .4 SPLICE TRAY | PCE | 1 | 41.62
UCC-001 | UNIVERSAL CABLE CLAMP | PCE | 1 | 27.42
UCN-KT-SGS | SOLID GROUNDING SCREW | PCE | 1 | 3.82
VFL-ADAPT-125 | ADAPTER- VFL, 1.25 MM LC/MU | PCE | 1 | 118.02
VFL-AKIT | TOOLKIT, 1.25/2.5 VFL ADAPTERS | PCE | 1 | 133.54
WCH-CLSSC-12P | WALL-MOUNT CLOSET HOUSING, 12 PANEL | PCE | 1 | 602.52
WCH-DUST-CVR | KIT, COVER, DUST, WCH,ROHS | PCE | 1 | 58.48
WCH-DUST-CVR-D | KIT, COVER-D, DUST, WCH | PCE | 1 | 57.68
SCA-9T24-LRB | SCA TERMINAL, SNAP, BLANK END CAP | PCE | 1 | 337.64
UCA5-126CP-W | BELOWGRADE W/12 PORT | PCE | 1 | 559.5
UCA4-KT-AHD | KIT,UCA4 HANGING BRACKET | PCE | 1 | 56.64
SCA-9T34-086E | SCA TERMS, SNAP,W/8 OPTITAP NO PIGTAILS | PCE | 1 | 452.42
PC4-SLK-D24 | PCH-04U SLACK STORAGE CASSETTE KIT | PCE | 1 | 221.3
CCH-CS12-AD-P00TE | CCH SPLC CASS,12F,LC-D,OM3,SHUTTER,250UM | PCE | 1 | 747.94
CCH-CS24-AD-P00TE | CCH SPLC CASS,24F,LC-D,OM3,SHUTTER,250UM | PCE | 1 | 1137.36
CCH-CS24-AE-P00RE | CCH SPLC CASS,24F,LC-D,OS2,SHUTTER,250UM | PCE | 1 | 1215.14
CCH-CS12-AE-P00RE | CCH SPLC CASS,12F,LC-D,OS2,SHUTTER,250UM | PCE | 1 | 663.62
CCH-CS24-AD-P00QE | CCH SPLC CASS,24F,LC-D,OM4,SHUTTER,250UM | PCE | 1 | 1165.16
CCH-CS24-AF-P00RE | CCH SPL CASS,24F,LC-D APC,OS2,SHUT,250UM | PCE | 1 | 1701.2
ADP-SC00-CCGDF-CLS | ADPT,SC,APC,CP/CR,FL,S,CORNING | PCE | 50 | 9.68
SCA-9T24-046CPR-SL | SCA TERM, SNAP, W/4 OPTFT RIGHT STD LFT | PCE | 1 | 480.28
UCA4-046CP-W-2B | BELOWGRADE W/4/2 BLANK PORTS | PCE | 1 | 478.86
BRP-19-5-75 | BLANK RACK PANEL, 19" X 8.75", WRNK BLK | PCE | 1 | 102.2
PWH-06P | PRETIUM WALL HOUSING | PCE | 1 | 539.04
CCH-CP12-B3 | PANEL, CCH, W/6 LC DUP, APC | PCE | 1 | 164.82
CDF-02U-24-BKT | MOUNTING EARS, 24", FOR 2U SIZE UNIT | PCE | 1 | 18.38
PWH-STDOFF-BKT | PWH-STDOFF-BKTBRACKETS,PWH-04-12P | PCE | 1 | 97.08
CDF-RJ18-BKT | BKT,F/18 SIZE ZERO RJ CLIP,7'FRAME | PCE | 1 | 104.8
PWH-SPLC-04-12P | PRETIUM SPLICE KIT PWH-SPLC-04-12P | PCE | 1 | 100
SCA-9T24-026CP | SCA, TERMINAL, SNAP, W/2 OPTITAP PORTS | PCE | 1 | 365.28
SCA-9T24-106CP | SCA TERMINAL, SNAP, W/10 OPTITAP PORTS | PCE | 1 | 641.28
SCA-9T34-086CP | SCA TERMS, SNPA, 9T34 W/8 OPTITAP PORTS | PCE | 1 | 595.28
WMO-CP02-G7-35 | WMO PNL, W/1 MM DUP SC CER,BEIGE | PCE | 1 | 20.8
ADP-ST00-MMBTH-NLS | ADPT,ST,MT/PB,BLK/50,TH/NUT,NL | PCE | 50 | 4.26
UCA4-066CP-W-2B | BELOWGRADE W/6/2 BLANK PORTS | PCE | 1 | 466.5
WMO-CP01-AX-85 | WMO PNL, F/1 SGL RJ45, WHITE | PCE | 1 | 9.84
WMO-CP04-A9-85 | WMO PNL, W/2 SM LC DUPLEX WHITE | PCE | 1 | 47.32
OSNP-STU-900-Z | OPTISNAP, ST, UPC, 900UM, ORGANIZER | PK | 1 | 564.7
CCH-CP16-A8 | PANEL, CCH, W/8 LC SC, MM, CER | PCE | 1 | 159.86
WMO-CP02-19T-85 | WMO PNL, W/2 SM ST, CR ( TER-516), WHITE | PCE | 1 | 19
ADP-ST00-CAP | ADAPTER DUST CAP, ST | PCE | 100 | 0.24
CCH-CP12-E3 | PANEL, CCH, W/1 MTP | PCE | 1 | 58.1
CCH-RM12-15T-P03KH | CCH RD MODULE W/12 ST MM & 3M PGTL | PCE | 1 | 536.28
CCH-RM12-D9-P03RH | CCH RD MOD 12F SCAPC DUP SM & 3M PGTL | PCE | 1 | 669.8
CJP-01U-P | CLOSET JUMP MANAGEMENT PNL,1U,PRE ROHS | PCE | 1 | 126.62
CLEAN-STICKS-125 | CLEANING STICKS- 1.25MM CONNETOR 10/PK | PK | 5 | 36.34
CLEAN-STICKS-250 | CLEANING STICKS- 2.5MM CONNECTOR, 10/PK | PK | 5 | 36.34
PC2-BKT-23 | KIT, 23IN EXTN BRKT, PCH-02U | PCE | 1 | 27.78
PWH-04P | PRETIUM WALL HOUSING PWH-04P | PCE | 1 | 452.18
SCA-9T24-066CPL-SR | SCA TERM, SNAP, W/6 OPTFT LFT, STD RIGHT | PCE | 1 | 549.28
UNIV-RIB-FUR-432 | FURCATION KIT FOR 432 RIBBON CABLE | PCE | 1 | 244.32
435801G31AJ003M | 1F XB2.9 SCAOPT/SCUPC 3M | PCE | 1 | 67.64
CCH-CP24-K9 | 24F W/12 LC DUP KEYED PANEL SM (YELLOW) | PCE | 2 | 297.92
CCH-CP96-90 | PANEL, CCH, 8 MTP, APC,SM, 96 FIBERS | PCE | 1 | 359.86
CCH-RM24-A9-P03RJ | CCH RD MOD 24F LCDUP SM & 3M PGTL RIBBON | PCE | 1 | 1275.74
CDF-RJ06-BKT | BKT,F/6 SIZE ZERO RJ CLIP,7'FRAME | PCE | 1 | 62.78
PWH-SPLC-02P | PRETIUM SPLICE KIT,PWH-SPLC-02P | PCE | 1 | 84.6
SCA-9T24-126CP | SCA TERMINAL, SNAP, W/12 OPTITAP PORTS | PCE | 1 | 710.28
SCA-9T34-046CP | SCA TERM, SNAP, 9T34 W/4 OPTITAP PORTS | PCE | 1 | 457.28
SCA-9T34-066CP | SCA TERM SNAP, 9T34 W/6 OPTITAPS | PCE | 1 | 526.28
WMO-CP04-D3-85 | WMO PNL, W/2 MM LC DUPLEX WHITE | PCE | 1 | 41.82
RBN-TERM-KIT-HDF | FIBER RIBBON BRANCHOUT KIT-HDF | PCE | 1 | 65.18
SCA-KT-9EXP-20MM | KIT, STRAIN RLF, BRK 20 MM EXP | PCE | 5 | 54.4
2806031-012 | Heat Shrink Protector-12F, 25/pk | PK | 1 | 79.94
2806032-01 | Heat Shrink Protector- 1F, 40mm, 50pk | PK | 1 | 94.68
ADP-DSC0-CCNFL-CLS | ADPT,SC DUP,SM,CP/CR,FL,S,CORNING | PCE | 50 | 13.9
CC1-12OTS-12E4H | 12F ANYLAN 1U SX+ LC DUP | PCE | 1 | 1175.04
CCH-UM12-57-93Q | CCH MODULE 12F ESX+ SCDUP-MTPm Q | PCE | 1 | 511.22
EMOD-CP12-AD | EDGE PANEL,12F LC SHUTTERED,OM3,AQUA | PCE | 1 | 163
EMOD-CP12-AE | EDGE PANEL,12F LC SHUTTERED,SM,BLUE | PCE | 1 | 187.72
TRIGGER-BP-U-A | CCS LC UNIBOOT TRIGGER, AQUA | PCE | 100 | 0.68
TRIGGER-BP-U-B | CCS LC UNIBOOT TRIGGER, BLACK | PCE | 100 | 0.68
TRIGGER-BP-U-C | CCS LC UNIBOOT TRIGGER, SLATE | PCE | 100 | 0.68
TRIGGER-BP-U-E | CCS LC UNIBOOT TRIGGER, ORANGE | PCE | 100 | 0.68
TRIGGER-BP-U-G | CCS LC UNIBOOT TRIGGER, GREEN | PCE | 100 | 0.68
TRIGGER-BP-U-K | CCS LC UNIBOOT TRIGGER, BEIGE | PCE | 100 | 0.68
TRIGGER-BP-U-N | CCS LC UNIBOOT TRIGGER, BLUE | PCE | 100 | 0.68
TRIGGER-BP-U-P | CCS LC UNIBOOT TRIGGER, ROSE | PCE | 100 | 0.68
TRIGGER-BP-U-R | CCS LC UNIBOOT TRIGGER, RED | PCE | 100 | 0.68
TRIGGER-BP-U-Y | CCS LC UNIBOOT TRIGGER, YELLOW | PCE | 100 | 0.68
95-050-LC-BP-Z | LC MM IMFH 50UM, E&P, BP | PCE | 100 | 8.28
95-100-LC-BP-Z | LC MM IMFH, 62.5UM, E&P, BP | PCE | 100 | 7.94
95-100-LC-SP-Z | LC MM IMFH, 62.5UM, E&P, SP | PCE | 100 | 7.38
95-250-LC-BP-Z | LC SM IMFH, E&P, BP | PCE | 100 | 13.88
95-250-LC-SP-Z | LC SM IMFH, E&P, SP | PCE | 100 | 14.26
95-400-12-BP26 | LC 1.6/2.0MM CRIMP RING | PCE | 100 | 0.32
WLLAM-6C | Single-gang wall plate, 1 port angled | PCE | 10 | 22.6
CCH-CP12-BE | CCH PANEL 12F LCDUP NON-KEYED, RED | PCE | 2 | 164.68
95-051-98-SP-KR | KEYED LC ANAEROBIC CONN,MM,50UM,RED | PCE | 100 | 11.6
OSNP-LCA-900-Z | OPTISNAP, LC, APC, 900UM, ORGANIZER | PK | 1 | 630.36
95-051-98-SP-KG | KEYED LC ANAEROBIC CONN,MM,50UM,GREEN | PCE | 100 | 11.6
INS-06F-250-3-Y | SPICER INSERT,6TUBE,250um,3mm,YELLOW | PCE | 1 | 26.52
INS-06F-900-3-O | SPIDER INSERT,6TUBE,900um,3mm,ORANGE | PCE | 1 | 27.84
SFK-BASE-2SLOT | SPIDER BASE KIT, 2 SLOT | PCE | 1 | 47.12
SFK-BASE-4SLOT | SPIDER BASE KIT, 4 SLOT | PCE | 1 | 56.1
ANYLAN-RK-SMNP | Tether Repair Kit- SM, no-pinned OptiTip | PCE | 1 | 514.28
ANYLAN-RK-SMP | Tether Repair Kit- SM, pinned OptiTip | PCE | 1 | 530.88
WLL-PL-DQ | WLL, 2 GANG, IV ANG, 8 PORT, EMPTY | PCE | 10 | 9
SCA-9T34-046CPR-SL | SCA TERM,SNAP,9T34 W/4 OPTFT RGT STD LFT | PCE | 1 | 503.28
CCH-CP24-LH | CCH,W/12 LC KEYED/NON-KEYED ORANGE | PCE | 2 | 310.62
CCH-CP24-LE | CCH,W/12 LC KEYED/NON-KEYED BLUE | PCE | 2 | 310.62
FAN-BT-3CM-25 | PVDF tubes;slate;900µ(28awg)3cm;25pcs | PK | 1 | 8.3
3615001-01 | Wipes-Lint Free (286 St./Box) | PK | 1 | 19.48
CC1-12OTR-1259H | 12F ANYLAN 1U SMF SC DUP | PCE | 1 | 1180.68
CC1-48OTR-48A9H | 48F ANYLAN 1U SMF LC DUP | PCE | 1 | 2805.6
02-033000-001 | LC HAND PUCK, SINGLE PORT | PCE | 1 | 52.54
ADP-SC00-CAP-CLR | DUST CAP FOR SC ADAPTER, CLEAR | PCE | 100 | 0.24
SCA-9T34-066CPL-SR | SCA TERM,SNAP,9T34 W/6 OPTFT LFT STD RGT | PCE | 1 | 497.64
SCA-9T34-066CPR-SL | SCA TERM,SNAP,9T34 W/6 OPTFT RGT STD LFT | PCE | 1 | 572.28
CCH-CP36-90 | PANEL, CCH, W/3 MTP ADAPTERS, APC | PCE | 2 | 146.66
ECM-UM12-18-89G | EDGE UNIV MOD 12F LCAPC/MTPA SM | PCE | 1 | 626.38
ECM-RM12-05-93T | EDGE MOD 12F LCDUP/MTP OM3 | PCE | 1 | 585.64
ECM-RM12-18-89G | EDGE MOD 12F LCADP/MTP E9U | PCE | 1 | 626.38
CC1-12OTR-12A9H | 12F ANYLAN 1U SMF LC DUP | PCE | 1 | 1278.74
ICN-GRT | ICON, CABLE TV, GREEN, 50-PACK | PK | 1 | 71.82
ICN-GRB | ICON, BLANK, GREEN, 50-PACK | PK | 1 | 71.82
ICN-RDB | ICON, BLANK, RED, 50-PACK | PK | 1 | 71.82
ICN-BLB | ICON, BLANK, BLUE, 50-PACK | PK | 1 | 71.82
ICN-WTB | ICON, BLANK, WHITE, 50-PACK | PK | 1 | 71.82
ICN-BLP | ICON, PHONE, BLUE, 50-PACK | PK | 1 | 71.82
ICN-ORV | ICON, VIDEO, ORANGE, 50-PACK | PK | 1 | 71.82
ICN-ORB | ICON, BLANK, ORANGE, 50-PACK | PK | 1 | 71.82
ICN-YLB | ICON, BLANK, YELLOW, 50-PACK | PK | 1 | 71.82
SPH-24OTS-24E4H | 24F SPH, SX+ , LC DUP | PCE | 1 | 1585.16
CC1-12OTR-126TH | 12F ANYLAN 1U SMF ST | PCE | 1 | 1180.68
SCF-KT-ECR4 | KIT, SCF-4 ENDCAP REPLACEMENT | PCE | 1 | 146.86
EDGE-02U-FP | EDGE 2U FIXED TRAY, W/MOUTING PLATE | PCE | 1 | 953.86
EDGE-04U-FP | EDGE 4U FIXED TRAY, W/MOUTING PLATE | PCE | 1 | 1281.8
AB910 | Clamp- Drop Cable Dead End, box of 25 | BX | 1 | 79.78
95-05X-KV-Z | KEYED LC UNICAM, OM3, VIOLET, ORG | PK | 1 | 550.14
95-050-KV-Z | KEYED LC UNICAM, OM2, VIOLET, ORG | PK | 1 | 524.38
CLSSC-01U | CLOSET CONN, HSG, 1U (F/2 PANELS) CLSSC | PCE | 1 | 530.5
CLSSC-02U | CLOSET CONN, HSG, 2U (F/4 PANELS) CLSSC | PCE | 1 | 630.8
CLSSC-03U | CLOSET CONN, HSG, 3U (F/6 PANELS) CLSSC | PCE | 1 | 716.2
CLSSC-04U | CLOSET CONN, HSG, 4U (F/12 PANELS) CLSSC | PCE | 1 | 803.86
EDGE-SMH | EDGE SINGLE MOD HSG | PCE | 1 | 178.72
EDGE-SMH-SLK | EDGE SINGLE MOD HSG, SLACK STORAGE | PCE | 1 | 60.94
CCH-CF | CCH TERMINATION CASSETTE, FIELD TERMINAT | PCE | 1 | 69.64
ADP-KDLC-CCVRF-CLX | ADPT,LC DUP KXY,CP/CR,VIO/LO,RF/MT,CCS | PCE | 1 | 24.22
CCH-UM12-18-89G | CCH UNIVERSAL MODULE ASSY LCADUP/MTPA | PCE | 1 | 564.88
CCH-CP24-BH | CCH PNL, 24F, LCDUP SM GRN, NON-KEYED | PCE | 2 | 310.62
WLLAC-LALALA | WLL 3Port Str LC DUP Keyed/Non-Keyed RED | PCE | 10 | 103.32
WLLAC-LBLBLB | WLL 3Port Str LC DUP Keyed/Non-Keyed GRN | PCE | 10 | 103.32
434401E31AJ001M | 1F 2.9MM SCAOPT/SCA326 1M | PCE | 1 | 68.54
CC1-12OTS-12E7H | 12F ANYLAN 1U SX+ SC DUP | PCE | 1 | 1101.48
CC1-12OTS-12H3H | 12F ANYLAN 1U MMF ST | PCE | 1 | 1052.46
CC1-48OTS-48E4H | 48F ANYLAN 1U SX+ LCDUP | PCE | 1 | 2883.54
CCH-CP06-H3-P03SH | PANEL,W/6 BULKHEAD ST SX+ MM & 3M PIGTL | PCE | 1 | 279.54
CCH-CP06-K5 | CCH PANEL W/3 LC-DP KEY RED SM | PCE | 10 | 88.56
SCA-9T34-026CPL-SR | Cls, SCA, 9T34, 2 opti-tips, stnd Right | PCE | 1 | 434.28
SCA-9T34-046CPL-SR | SCA TERM,SNAP,9T34 W/4 OPTFT LFT STD RGT | PCE | 1 | 503.28
CCH-CP12-LF | CCH,W/6 LC KEYED/NON-KEYED BLK | PCE | 2 | 164.68
CCH-CP24-LF | CCH,W/12C KEYED/NON-KEYED BLK | PCE | 2 | 310.62
INS-06F-250-2-O | SPIDER INSERT,6TUBE,250um,2mm,ORANGE | PCE | 1 | 26.52
INS-06F-250-2-Y | SPIDER INSERT,6TUBE,250um,2mm,YELLOW | PCE | 1 | 26.52
INS-06F-250-3-A | SPIDER INSERT,6TUBE,250um,3mm,AQUA | PCE | 1 | 26.52
INS-06F-250-3-O | SPIDER INSERT,6TUBE,250um,3mm,ORANGE | PCE | 1 | 26.52
INS-06F-900-3-A | SPIDER INSERT,6TUBE,900um,3mm,AQUA | PCE | 1 | 27.84
INS-06F-900-3-Y | SPIDER INSERT,6TUBE,900um,3mm,YELLOW | PCE | 1 | 27.84
INS-24F-RIB-H-O | SPIDER INSERT,2TUBE,HORIZ,RIBBON,ORANGE | PCE | 1 | 35.2
INS-24F-RIB-H-Y | SPIDER INSERT,2TUBE,HORIZ,RIBBON,YELLOW | PCE | 1 | 35.2
INS-24F-RIB-V-Y | SPIDER INSERT,2TUBE,VERT,RIBBON,YELLOW | PCE | 1 | 35.2
SCF-KT-G62-F-STN | KIT, 2-HOLE GROMMET,SCF-6, FLAT CABLE | PCE | 5 | 68.06
WMO-CP04-K5-35 | WMO PNL, W/2 DUP,KEYED LC,RED SM,BGE | PCE | 1 | 53.68
95-200-94-Z | LCAPC UNICAM, SM, OS2, CORNING, ORG | PK | 1 | 710.14
FBC-007 | TOOLKIT, CLEAVER, FBC-007 | PCE | 1 | 1364.98
CCH-CP36-69 | PANEL, CCH, W/3 MTP 62.5UM | PCE | 2 | 127
ICN-RDC | ICON, COMPUTER, RED, 50-PACK | PK | 1 | 71.82
HAN-STANDARD | 900/2.9 FIBER HANDLER | PCE | 1 | 24.2
HAN-TRACK | FIBER HANDLER TRACK | PCE | 1 | 90.42
CCH-RM24-18-89G | CCH RD MOD ASSY LCADUP/MTPA | PCE | 1 | 1191.26
FBC-009 | TOOLKIT, CLEAVER, FBC-009 | PCE | 1 | 1335.18
CCH-CP24-AC | PANEL CCH , W/12 DUP LC 50UM SHUTTERED | PCE | 1 | 145.66
CCH-CP24-AF | CCH PANEL, W/12 DUP LC SM APC SHUTTERED | PCE | 1 | 376.76
CCH-CP12-AF | CCH PANEL, W/6 DUP LC SM APC SHUTTERED | PCE | 1 | 197.74
CCH-CP12-AB | CCH PANEL, W/6 DUP LC 62.5um SHUTTERED | PCE | 1 | 145.66
CCH-CP12-AC | CCH PANEL, W/6 DUP LC 50um SHUTTERED | PCE | 2 | 145.66
95-400-09-BP26-S | SC/FC/ST HEAT SHRINK CRIMP RING | PCE | 100 | 0.52
95-05X-KV | KEYED LC UNICAM, OM3, VIOLET | PCE | 1 | 24.06
95-200-KV | KEYED LC UNICAM, SM, OS2,HIGH-PERF,VIOLE | PCE | 1 | 24.62
CCH-CP12-KM | CCH PNL W/6 LC DUP SM KEYED VIOLET | PCE | 2 | 158.32
WLL-KS-KM | WALLPLATE KEYSTONE, LC, K-K, PURPLE | PCE | 10 | 31.06
95-400-11-BP9R-Z | LC PLUG BOOT, 900UM,STS,NO LOGO,RED | PCE | 100 | 0.22
95-400-11-BP9W-Z | LC PLUG BOOT, 900UM,STS,NO LOGO,WHITE | PCE | 100 | 0.22
95-400-11-BP9Y-Z | LC PLUG BOOT, 900UM,STS,NO LOGO,YELLOW | PCE | 100 | 0.22
CCH-CP72-90 | PANEL, CCH, W/6 MTP ADAPTERS, APC | PCE | 2 | 274.58
SCF-KT-ECR6 | KIT, SCF-6 ENDCAP REPLACEMENT | PCE | 1 | 193.12
SPH-12OTR-1259H | 12F SPH, SMF, SC DUP | PCE | 1 | 1016.76
RDST-000 | TOOL, ROC DROP | PCE | 1 | 127.22
SPH-12OTR-126TH | 12F SPH , SMF, ST | PCE | 1 | 1016.76
SPH-24OTR-24A9H | 24F SPH, SMF, LC DUP | PCE | 1 | 1624.36
SCA-KT-9EXP | KIT, SCA EXPR. STRN RLF, 2PK | PK | 5 | 34.38
EDGE-CDF-RJ04-BKT | EDGE 4 POS UNIVERSAL CRADLE BRACKET KIT | PCE | 1 | 82.26
EDGE-CDF-RJ12-BKT | EDGE 12 POS UNIVERSAL CRADLE BRACKET KIT | PCE | 1 | 151.86
EDGE-CDF-RJ08-BKT | EDGE 8 POS UNIVERSAL CRADLE BRACKET KIT | PCE | 1 | 120.24
CCH-RM24-05-93Q | CCH RD MOD LCSHUTTERED/MTP RPP ESX+ | PCE | 1 | 1092.6
CCH-RM12-57-93Q | CCH RD MODULE ASSY SCDUP/MTP ESX+ Q | PCE | 1 | 511.22
WMO-CP04-K5-85 | WMO PNL, W/2 LCDup Keyed SM Red, WHITE | PCE | 2 | 53.68
435801E31AJ002M | 1F 2.9MM SCAOPT/SCUPC 2M | PCE | 1 | 67.18
SCA-9T24-026CPR-SL | SCA TERM, SNAP,W/2 OPTFT RIGHT, STD LFT | PCE | 1 | 411.28
CCH-CP12-KL | CCH PNL 12F LC DUP,SM, KEYED SLATE | PCE | 1 | 158.32
CCH-CP12-KK | CCH 12F PNL KEYED LC BLACK SM | PCE | 1 | 158.32
95-051-98-SP-KN | KEYED LC ANAEROBIC CONN,MM,50UM,BLUE | PCE | 100 | 11.04
CC1-24OTR-2459H | 24F ANYLAN 1U SMF SC DUP | PCE | 1 | 1629.72
CC1-24OTR-24A9H | 24F ANYLAN 1U SMF LC DUP | PCE | 1 | 1786.8
CC1-24OTS-24E4H | 24F ANYLAN 1U SX+ LC DUP | PCE | 1 | 1743.66
CCH-MOD-UMB | ASSY, FINAL, MODULE, CCH, 1X32 | PCE | 1 | 172.56
SCA-9T24-026CPL-BR | SCA TERM, SNAP, W/2 OPTFT,BLK RIGHT | PCE | 1 | 365.28
CCH-RM12-5T-P03KH | CCH RD MODULE 12F ST TH MM & 3M PGTL | PCE | 1 | 534.06
CC1-24OTS-24H3H | 24F ANYLAN 1U SX+ ST | PCE | 1 | 1533.58
SPH-12OTR-12A9H | 12F SPH, SMF, LC DUP | PCE | 1 | 1114.76
CCH-UM24-05-93Q | CCH MOD 24F ESX+ LCDUP/MTPM SHUTTERED | PCE | 1 | 1092.6
CCH-UM24-18-89G | CCH UNIV MOD LCADUP/MTPA SHUTTERED | PCE | 1 | 1191.26
WMO-CP02-A9-35 | WMO PANEL LC DUPLEX SM BEIGE | PCE | 1 | 25.64
FAN-BT24-01-ROC | ASSEMBLY, ROC & FLAT CABLE FURCATION | PCE | 10 | 21.98
CCH-UM12-04-89G | CCH MODULE 12F LCDUP SHUTTERED/MTP | PCE | 1 | 553.48
CCH-UM12-05-93T | CCH Module 12F SX+ LCDUPShuttered-MTP | PCE | 1 | 527.08
CCH-UM12-05-93Q | CCH Module 12F eSX+ LCDUPShuttered-MTP | PCE | 1 | 524.42
CCH-RM24-04-89G | CCH RD MOD ASSY LCDUPSHUTTERED/MTPA | PCE | 1 | 1168.46
CCH-RM24-05-93T | CCH RD MOD ASSY LCSHUTTERED/MTP RPP SX+ | PCE | 1 | 1076.86
CCH-RM12-04-89G | CCH RD MOD ASSY LCDUPSHUTTERED/MTPA | PCE | 1 | 553.48
CCH-UM12-57-93T | CCH MODULE 12F SX+ SCDUP-MTPm T | PCE | 1 | 513.88
CCH-UM12-66-89G | CCH UNIVERSAL MODULE ASSY SCADUP/MTPA G | PCE | 1 | 566.68
CCH-UM12-72-89G | CCH Module 12F E9 SCDUP-MTPm G | PCE | 1 | 553.48
CCH-RM12-72-89G | CCH RD MOD ASSY SCUDUP/MTPA G | PCE | 1 | 553.48
SCF-4CRING | CLAMPING RING, UCNP 4/5 | PCE | 1 | 84.46
WMO-CP02-D3-35 | WMO PNL, W/1 MM LC DUPLEX BEIGE | PCE | 1 | 22.92
SCA-9T24-046CPL-BR | SCA TERM, SNAP, W/4 OPTFT LFT, BLK RIGHT | PCE | 1 | 434.28
SCF-KT-ECR8 | KIT, SCF-8 ENDCAP REPLACEMENT | PCE | 1 | 252.58
95-400-11-BP2A-Z | LC PLUG BOOT,2MM,STS,NO LOGO,AQUA | PCE | 100 | 0.22
95-400-11-BP2B-Z | LC PLUG BOOT,2MM,STS,NO LOGO,BLACK | PCE | 100 | 0.22
95-400-11-BP2K-Z | LC PLUG BOOT,2MM,STS,NO LOGO,BEIGE | PCE | 100 | 0.22
95-400-11-BP2N-Z | LC PLUG BOOT,2MM,STS,NO LOGO,BLUE | PCE | 100 | 0.22
95-400-11-BP2R-Z | LC PLUG BOOT,2MM,STS,NO LOGO,RED | PCE | 100 | 0.22
95-400-11-BP2W-Z | LC PLUG BOOT,2MM,STS,NO LOGO,WHITE | PCE | 100 | 0.22
95-400-11-BP2Y-Z | LC PLUG BOOT,2MM,STS,NO LOGO, YELLOW | PCE | 100 | 0.22
95-400-11-BP9B-Z | LC PLUG BOOT, 900UM,STS,NO LOGO,BLACK | PCE | 100 | 0.22
95-400-11-BP9C-Z | LC PLUG BOOT, 900UM,STS,NO LOGO,GRAY | PCE | 100 | 0.22
95-400-11-BP9G-Z | LC PLUG BOOT, 900UM,STS,NO LOGO,GREEN | PCE | 100 | 0.22
95-400-11-BP9N-Z | LC PLUG BOOT, 900UM,STS,NO LOGO,BLUE | PCE | 100 | 0.22
WLL-KS-LG | WLL KEYSTONE, WH, LC, K-NK, SLATE | PCE | 10 | 32.36
WLL-KS-LH | WLL KEYSTONE, WH, LC, K-NK, ORANGE | PCE | 10 | 32.36
WLL-KS-S1 | WLL KEYSTONE, WH, CAT 6, COPPER | PCE | 10 | 12.24
WLL-PL-AC | WLL, 1 GANG, WH, STR, 3 PORT, EMPTY | PCE | 10 | 4.08
WLL-PL-AD | WLL, 1 GANG, WH, STR, 4 PORT, EMPTY | PCE | 10 | 4.08
WLL-PL-AE | WLL 1 GANG, WH, STR, 6 PORT, EMPTY | PCE | 10 | 4.08
WLL-PL-AM | WLL, 1 GANG, WH, ANG, 1 PORT, EMPTY | PCE | 10 | 5.48
WLL-PL-AN | WLL, 1 GANG, WH, ANG, 2 PORT, EMPTY | PCE | 10 | 5.48
WLL-PL-AP | WLL, 1 GANG, WH, ANG, 4 PORT, EMPTY | PCE | 10 | 5.48
WLL-PL-BG | WLL, 2 GANG, WH, STR, 12 PORT, EMPTY | PCE | 10 | 7.62
WLL-PL-BQ | WLL, 2 GANG, WHM ANG, 8 PORT, EMPTY | PCE | 10 | 8.32
WLL-KS-00 | WLL KEYSTONE, WH,BLANK, NA, WHITE | PCE | 10 | 0.42
WIC-CP1-06A9 | WIC PNL, W/3 LCDUP CER SM SLVS | PCE | 1 | 98.24
95-400-50-BP3K | BOOT,UNICAM,3MM,SC, BEIGE, BULK | PCE | 100 | 0.4
95-400-51-BP3K | BOOT,UNICAM,3MM,ST, BEIGE, BULK | PCE | 100 | 0.4
MTS-H544FD050FW-P | 5F SPLT MP TERM SCA326/OPTITIPMTA 50F | PCE | 1 | 410.78
CCH-RM12-A9-P03RJ | CCH RD MOD 12F LCDUP SM & 3M PGTL RIBBON | PCE | 1 | 688.1
EDGE-FZB-04U | EDGE FIBER ZONE BOX 04U | PCE | 1 | 1985
CCH-CP12-AD | PANEL, CCH, W/6 DUP LC CER SX+ SHUTTERED | PCE | 1 | 145.66
CCH-CP24-AD | PANEL,CCH, W/12 DUP LC CER SX+ SHUTTERED | PCE | 1 | 267.7
CCH-CP12-AE | CCH PANEL, W/6 DUP LC SM SHUTTERED | PCE | 1 | 170.9
CCH-CP24-AE | CCH PANEL, W/12 DUP LC SM SHUTTERED | PCE | 2 | 323.04
1506114-01 | POLISHING FILM- 12µM, AO,5" DISC,NO PSA | PCE | 50 | 0.52
95-051-98-SP-KB | KEYED LC ANAEROBIC CONN,MM,50UM,BLACK | PCE | 25 | 11.04
95-051-98-SP-KE | KEYED LC ANAEROBIC CONN,MM,50UM,ORANGE | PCE | 25 | 13.82
CCH-CP12-H3-P03SH | CCH PANEL,W/12 ST SX+ CER & 3M PGTL | PCE | 1 | 556.82
FBC-002 | TOOLKIT, CLEAVER, FBC-002 | PCE | 1 | 543.1
MOS-F844FD250FW-P | 8F SPLT MP TERM SCA326/X 250F | PCE | 1 | 363.6
OSNP-LCA-900 | OPTISNAP, LC, APC, 900UM | PCE | 25 | 25.22
SPH-12OTS-12E7H | 12F SPH, SX+, SCDUP | PCE | 1 | 943.24
SPH-12OTS-12H3H | 12F SPH, SX+, ST | PCE | 1 | 894.24
SPH-12OTS-12E4H | 12F SPH, SX+, LCDUP | PCE | 1 | 1016.76
UCA3-KT-EXP | KIT, EXP PORT STRAIN RELIEF HDRW UCA3 | PCE | 1 | 287.34
TRIGGER-BP-NP | NARROW PITCH LC DUPLEX TRIGGER | PCE | 100 | 1.14
1506089-01 | .2UM DIAMOND FILM | PCE | 50 | 8.1
ECM-UM12-04-90G | EDGE UNIV MOD 12F LCDUP/MTPAF SM | PCE | 1 | 614.98
SCA-9T34-126CP | SCA TERM, SNAP, W/12 OPTITAP PORTS | PCE | 1 | 733.28
WLL-KS-BG | WLL KEYSTONE, WH, LC, SM, YELLOW | PCE | 10 | 32.4
WLL-KS-56 | WLL KEYSTONE, WH, SC, 62.5, BEIGE | PCE | 10 | 10.68
WLL-KS-6C | WLL KEYSTONE, WH, SC, SM APC, GREEN | PCE | 10 | 16.42
WLL-KS-A8 | WLL KEYSTONE, WH, LC, 62.5, BEIGE | PCE | 10 | 24.16
WLL-KS-A9 | WLL KEYSTONE, WH, LC, SM UPC, BLUE | PCE | 10 | 27.42
WLL-KS-BE | WLL KEYSTONE, WH, LC, SM, RED | PCE | 10 | 32.4
WLL-KS-E4 | WLL KEYSTONE, WH, LC, LOMMF, AQUA | PCE | 10 | 24.16
WLL-KS-E6 | WLL KEYSTONE, WH, SC, LOMMF, AQUA | PCE | 10 | 12.76
WLL-KS-H3 | WLL KEYSTONE, WH, ST, LOMMF, AQUA | PCE | 10 | 10.28
WLL-KS-K1 | WLL KEYSTONE, WH, LC, K-K, BLUE | PCE | 10 | 31.06
WLL-KS-K5 | WLL KEYSTONE, WH, LC, K-K, RED | PCE | 10 | 31.06
WLL-KS-K9 | WLL KEYSTONE, WH, LC, K-K, YELLOW | PCE | 10 | 31.06
WLL-KS-KD | WLL KEYSTONE, WH, LC, K-K, GREEN | PCE | 10 | 31.06
WLL-KS-KH | WLL KEYSTONE, WH, LC, K-K, ORANGE | PCE | 10 | 31.06
WLL-KS-KK | WLL KEYSTONE, WH, LC, K-K, BLACK | PCE | 10 | 31.06
WLL-KS-KL | WLL KEYSTONE, WH, LC, K-K, SLATE | PCE | 10 | 31.06
WLL-KS-LA | WLL KEYSTONE, WH, LC, K-NK, RED | PCE | 10 | 32.36
WLL-KS-LB | WLL KEYSTONE, WH, LC, K-NK, GREEN | PCE | 10 | 32.36
WLL-KS-LD | WLL KEYSTONE, WH, LC, K-NK, YELLOW | PCE | 10 | 32.36
WLL-KS-LE | WLL KEYSTONE, WH, LC, K-NK, BLUE | PCE | 10 | 32.36
WLL-KS-LF | WLL KEYSTONE, WH, LC, K-NK, BLACK | PCE | 10 | 32.36
CCH-CP12-38 | PANEL, W/12 SM SIMPLEX SC, PB | PCE | 2 | 220.7
CCH-CP12-25T | PANEL CCH W/12 THREADED PST | PCE | 2 | 157.54
CCH-CP06-56 | PANEL, W/6 MM SIMPLEX SC SLVS | PCE | 2 | 60.6
CCH-CP12-56 | PANEL, W/12 MM SIMPLEX SC, CP | PCE | 2 | 102.44
CCH-CP12-57 | PANEL, W/6 MM DUPLEX SC | PCE | 2 | 204.24
EDC-02P-NH | ENV DIST CENTER -2 CCH PNL NO HOLES | PCE | 1 | 627.44
WJG-02R | KIT, GUIDE, STORAGE, JUMPER, ROHS | PCE | 1 | 90.9
CCH-CP06-38 | PANEL, W/6 SM SIMPLEX SC, PB | PCE | 2 | 119.72
95-400-03-BP | SC duplex clip with logo | PCE | 100 | 0.72
95-050-41 | UNICAM, SC, HIGH-PERFORMANCE, OM2 | PCE | 25 | 22.6
PC4-BKT-23 | KIT, 23IN EXTN BRKT, PCH-04U | PCE | 1 | 29.18
3201032-01 | Crimp Tool LC E&P with jacket retention | PCE | 1 | 355.3
A0295150 | SPLICE PACK GREEN 25/PK 900-90 | PK | 1 | 34.82
3233004-01 | Scribe-Ruby w/Reversable Blade | PCE | 1 | 91.94
95-000-41 | UNICAM, SC, HIGH-PERFORMANCE, OM1 | PCE | 25 | 21.06
95-050-51 | UNICAM, ST, HIGH-PERFORMANCE, OM2 | PCE | 25 | 22.38
UST-024 | 24F PLASTIC SPLICE TRAY | PCE | 1 | 50.04
WIC-CP1-59 | WIC PNL W/3 DUPSC SLEEVES SM | PCE | 2 | 84.82
1101045-01 | Adhesive- Anaerobic w/Primer, Tips | PCE | 1 | 84.2
CSH-03U | CLOSET SPLC HSG, 3U,.2 TRAYS | PCE | 1 | 390.84
CCH-BLNK | Blank CCH panel with no connector hole | PCE | 2 | 18.44
SCF-8C28-ORS | UCNCP 9-28 ORS | PCE | 1 | 927.62
WIC-024 | Wall-Mountable Interconnect Center-24 | PCE | 1 | 317.26
95-000-04-ATC | CAMSPLICE ATC PK 6 ST | PK | 1 | 234.5
CCH-CP12-D3 | PANEL,CCH,12F,OM2,W/6 50UM LCDUP | PCE | 2 | 124.6
CCH-CP12-3C | PANEL, W/12 SM SIMPLEX SC, CER | PCE | 2 | 137.82
ADP-SC00-CCGFL-CLS | Adapter SC APC, SM, MEI, CH, flanged,CL | PCE | 50 | 8.54
ADP-MTRJ-CNAFL-CLS | Adapter MTRJ, MM OM3, Aqua | PCE | 50 | 9.78
ADP-DSC0-CCAFL-CLS | ADPT,SC DUP,SX+,CP/CR,FL,S, CORNING ged | PCE | 50 | 13.9
95-400-11-BP3A | LC PLUG BOOT, 3mm, STS, NO LOGO, AQUA | PCE | 100 | 0.22
95-400-11-BP3R | LC PLUG BOOT, 3mm, STS, NO LOGO, RED | PCE | 100 | 0.22
95-400-11-BP3Y | LC PLUG BOOT, 3mm, STS, NO LOGO, YELLOW | PCE | 100 | 0.22
ADP-SC00-CMNFL-CLS | Adapter SC, SM, mei, ph, spring plate | PCE | 50 | 8.54
ADP-DSC0-CMKFL-CLS | ADPT,SC DUP,MM 62.5,CP/PB,FL,S,CORNING | PCE | 50 | 11.56
WMO-CP02-59-85 | Connector Panel for WMO | PCE | 1 | 21.38
PCH-04U | PRETIUM CONN HOUSING,4U(FAZ PNLS) | PCE | 1 | 850.1
CCS-LBL-PNL | KIT, LABEL PLATE, CCS-01U | PCE | 1 | 64.4
CCH-CP72-69 | CCH Connector Panel with 6 MTP adapters | PCE | 2 | 235.28
HDWR-LOCK-KIT-2 | KIT, #202 LOCKING HARDWARE | PCE | 1 | 33.14
CCH-WALLMNT-KIT | HOUSING CCH, BRACKET KIT F | PCE | 1 | 356.2
BKT-ALL-R23-75 | Universal Rack-Mount Kit F/19" or 23" | PCE | 1 | 236.2
95-251-49-BP | ST SM E&P metal Plus Corning bulk pk | PCE | 100 | 7.38
95-251-49-SP | ST SM E&P metal Plus Corning single pk | PCE | 100 | 13.88
95-101-49-BP | ST MM E&P metal Plus Corning bulk pk | PCE | 100 | 4.22
95-101-49-SP | ST MM 62.5µm E&P metal Plus Corning sing | PCE | 100 | 7.4
95-400-08-BP9K | Boot 900um SC/ST/FC,beige, logo Corning | PCE | 100 | 0.22
M67-092 | Tray for 24 RTF fusions splices, type 2S | PCE | 1 | 55.84
95-051-52-SP | Connector, ST MM Anaerobic E&P, 50 µm | PCE | 100 | 8.84
95-101-52-SP | ST MM Anaerobic E&P, 62.5um | PCE | 100 | 8.84
436101E31AJ003M | Test jumper 3M STUPC-SCAPC Optifit | PCE | 1 | 70.98
95-201-52-SP | connector ST SM Anaerobic E&P, CL | PCE | 100 | 15.78
2104020-01 | Puck- Polishing, ST/SC/FC Connectors | PCE | 1 | 133.3
2104072-01 | Lapping Film- White .3 µm 5" | PK | 5 | 126.94
100335-01 | Syringe- 3cc | PCE | 1 | 0.58
1102001-01 | Silicone- DC 734 Sealant, Clear (3oz) | PCE | 1 | 38.74
2104071-01 | Lapping Film- Neon Yellow 12 µm | PK | 5 | 40.08
3201007-01 | Crimp Tool- UNICAM Kevlar | PCE | 1 | 302.74
3206001-01 | Stripper- 6" Wire | PCE | 1 | 58
BRP-19-3-75 | 3U Blank Out Filler Panel | PCE | 1 | 95.2
BRP-19-2-75 | 2U Blank Out Filler Panel | PCE | 1 | 41.64
BRP-19-1-75 | 1U Blank Out Filler Panel | PCE | 1 | 37.78
CDF-RJ12-BKT | bracket for 12, size zero plugs, U-Clip | PCE | 1 | 75.32
PC1-RJ-STR | U-Clip bracket for PCH-01U | PCE | 1 | 31.14
95-050-KN | KEYED LC UNICAM, OM2, BLUE | PCE | 25 | 22.9
95-200-KN | KEYED LC UNICAM, SM, OS2, BLUE | PCE | 25 | 26.9
95-05X-KR | KEYED LC UNICAM, OM3, RED | PCE | 25 | 24.06
95-200-KR | KEYED LC UNICAM, SM, OS2, RED | PCE | 25 | 24.62
95-000-KY | KEYED LC UNICAM, OM1, YELLOW | PCE | 25 | 22.9
95-200-KY | KEYED LC UNICAM, SM, OS2, YELLOW | PCE | 25 | 24.62
95-050-KG | KEYED LC UNICAM, OM2, GREEN | PCE | 25 | 20.98
95-200-KG | KEYED LC UNICAM, SM, OS2, GREEN | PCE | 25 | 24.62
95-200-42P | UNICAM, 250, SC, HIGH-PERFORMANCE, FLAT | PCE | 25 | 27.14
SCF-ST-077 | TRAY , 0.4 , 48SF / 6MF | PCE | 5 | 45.82
UCAO-ST-02 | UCAO splice tray | PCE | 1 | 41.28
WIC-CP1-38 | FO Connector Panel with 6 SC SM Adapters | PCE | 2 | 87.9
UCAO-ST-04 | UCAO Splice Tray | PCE | 1 | 46.78
PCH-02U | PRETIUM CONN HOUSING, 2U (F/4 PNLS) | PCE | 1 | 720.82
ICH-SPLC-12 | Splice Tray Holder Kit for ICH-12P | PCE | 1 | 105.52
EDC-2EC-KIT | Conduit fitting kit for EDC | PCE | 1 | 40.22
ADP-DLC0-CCARC-CLS | adapter LC-Dup.MM OM3 CH, CEI, Corning | PCE | 50 | 22.02
1101043-03 | Loctite 7649 activator 52ml | PCE | 1 | 32.18
1101043-02 | Loctite 648 Anaerobic Adhesive | PCE | 1 | 26.48
WMO-35 | Workstation Multi-media Outlet, beige | PCE | 1 | 31.36
2104090-01 | Syringe Tip- Yellow, 1.5mm Poly, 5/pk | PK | 1 | 9.88
WIC-02P | Wall box for 2 CCH panels | PCE | 1 | 129.34
TL-OSE | INSTALLATION TOOL, TOOLKIT | PCE | 1 | 1783.56
OSNP-SCU-250-Z | OPTISNAP, SC, UPC, 250UM, ORGANIZER | PK | 1 | 665.26
CSH-05U-F | CLOSET SPLC HSG,5U,.4 TRAYS | PCE | 1 | 464.36
WIC-CP1-56 | WIC Connector Panel w 6 SC MM adapters | PCE | 2 | 68.14
RBC-02P | Bracket for 2 CCHE-CP panels | PCE | 1 | 69.42
95-000-KN | KEYED LC UNICAM, OM1, BLUE | PCE | 25 | 22.9
95-05X-KN | KEYED LC UNICAM, OM3, BLUE | PCE | 25 | 24.06
95-050-KR | KEYED LC UNICAM, OM2, RED | PCE | 25 | 22.9
95-05X-KY | KEYED LC UNICAM, OM3, YELLOW | PCE | 25 | 24.06
95-05X-KG | KEYED LC UNICAM, OM3, GREEN | PCE | 25 | 24.06
95-400-32-BP3R | Boot 3mm, FC/ST, red with logo | PCE | 100 | 0.22
95-400-31-BP3N | Boot 3 mm, SC, blue no logo | PCE | 100 | 0.22
TKT-FTTX-LT | Tool Kit- Loose Tube Midspan, FTTX | PCE | 1 | 1060.26
95-100-48-BP | SC MM 62.5µm E&P Plus Corning bulk pk | PCE | 100 | 4.96
WCH-SPLC-2P | Splice tray holder for 2x 2R / 1x 4R | PCE | 1 | 25.9
VFL-A125 | VFL Ferrule Adapter, LC, 1.25mm, UniCam | PCE | 1 | 81.94
TL-UCP | Pretium UniCam Installation Tool | PCE | 1 | 2229.84
400FM | Fiber microscope 400x, incl.case/batter. | PCE | 1 | 466.92
200FM | Fiber microscope 200x,incl.case/bat | PCE | 1 | 472.06
FC-45-1 | Fiber Clean - Single Canister | PCE | 1 | 32.38
2104255-01 | CleaningSticksST/SC/FC,PretUniCamToolKit | PK | 1 | 15.36
FBC-14-15-16-BLADE | BLADE REPLACEMENT KIT,FBC-015 | PCE | 1 | 532.82
2104502-01 | Stripper- Fiber, Plier Type, Dual Hole | PCE | 1 | 88.1
OSNP-SCU-900 | OPTISNAP, SC, UPC, 900UM | PCE | 25 | 22.58
OSNP-SCU-250 | OPTISNAP, SC, UPC, 250UM | PCE | 25 | 24.84
OSNP-SCA-900 | OPTISNAP, SC, APC, 900UM | PCE | 25 | 24.28
OSNP-SCA-250 | OPTISNAP, SC, APC, 250UM | PCE | 25 | 25.38
2104040-01 | Tool- Camsplice Assembly | PCE | 1 | 446.26
OSNP-LCU-900 | OPTISNAP, LC, UPC, 900UM | PCE | 25 | 23.46
2104341-01 | Crimp Tool-FIRSTLINK Jacket Retention | PCE | 1 | 166.18
2104254-01 | CLETOP Connector Cleaning Cassette | PCE | 1 | 396.28
FAN-BT36-06 | FAN KIT ASSY 6F 36 INCHES | PCE | 10 | 21.28
FAN-BT47-06 | FAN KIT ASSY 6F 47 INCHES | PCE | 10 | 22.96
RIB-FAN-12-36 | 12F RIBBON FAN KIT 36INCH | PCE | 10 | 45.52
WSH-16SPT | WALL-MOUNT SPLICE HOUSING, F/16 .2" TR | PCE | 1 | 510.62
95-400-04-BPN | LC 90 DEGREE CLIP, BLUE | PCE | 100 | 1.02
95-400-04-BPW | Clip 90° for LC-boot 2mm,white | PCE | 100 | 1.02
TER-CTS-MTRJ | UniCam coupler CTS | PCE | 10 | 4.06
UAT-001 | Universal Access Tool, Consumable Kit | PCE | 1 | 246.2
TER-CTS-SC | CTS Adapter for UniCam SC Connectors | PCE | 10 | 40.7
TER-CTS-ST | CTS install. tool adpt. | PCE | 10 | 22.44
95-400-04-BPC | Clip 90° for LC-boot 2mm,clear | PCE | 100 | 1.02
95-400-31-BP3A | Boot 3 mm, SC, aqua no logo | PCE | 100 | 0.22
95-400-31-BP3B | Boot 3 mm, SC, black no logo | PCE | 100 | 0.22
95-400-31-BP3K | Boot 3 mm, SC, beige no logo | PCE | 100 | 0.22
95-400-31-BP3R | Boot 3 mm, SC, red no logo | PCE | 100 | 0.22
95-400-31-BP3W | Boot 3 mm, SC, white no logo | PCE | 100 | 0.22
95-400-32-BP2B | Boot 1.6-2mm, FC/ST, black with logo | PCE | 100 | 0.22
95-400-32-BP2G | Boot 1.6-2mm, FC/ST, green with logo | PCE | 100 | 0.22
95-400-32-BP2K | Boot 1.6-2mm, FC/ST, beige with logo | PCE | 100 | 0.22
95-400-32-BP2R | Boot 1.6-2mm, FC/ST, red with logo | PCE | 100 | 0.22
TKT-ANAEROBIC2-C | Tool Kit- Consumables FC,SC,ST,LC,GIC | PCE | 1 | 593.48
TKT-ANAEROBIC2 | Tool Kit- Anaerobic SC/FC/ST/LC | PCE | 1 | 3652.12
MTP-012-01 | DUST CAP, MTP, USCONEC | PCE | 100 | 0.5
UAT3-000 | Tube Splitter, 5-24mm | PCE | 1 | 2585.26
95-400-32-BP3K | Boot 3mm, FC/ST, beige with logo | PCE | 100 | 0.22
PC4-SPLC-12SR | Splice tray kit for PCH-04U | PCE | 1 | 272.8
NFT-000 | Fiber Access Tool (NOFAT) | PCE | 1 | 824.4
TER-CTS-LC | Adapter, LC, Unicam CTS | PCE | 10 | 40.7
RCH-05U | 90/360-F REVERSED CONN. HOUSING 19'' 5U | PCE | 1 | 644.58
S45054-A 302-A 19 | UCN 9-20 ww | PCE | 1 | 589.7
S45754-A 3-A 60 | UCAO 4-9 MFT MTS w. GD, ww | PCE | 1 | 263.42
CRT-001 | Connector Removal Tool | PCE | 1 | 145.54
GROUND-KIT-2 | WSH GROUNDING KIT | PCE | 1 | 73.4
KT-OPT-ADPT | OPTITAP ADAPTER WITH MOUNTING HARDWARE | PCE | 50 | 15.64
95-400-02-BP | 90 degree clips for 3mm boots | PCE | 100 | 2.2
FAN-OD47-06 | FAN OUT OUTDOOR KIT 6F 47IN | PCE | 10 | 69.64
WCH-SPLC-4-8 | Splice tray holder for 8x 2R / 4x 4R | PCE | 1 | 61.46
ADP-SC00-CCNFL-CLS | Adapter SC, SM, cei, ph, Corning | PCE | 50 | 7.94
95-051-41-SP | SC ANAEROBIC CONNECTOR, MM, 50UM | PCE | 100 | 8.84
TKT-100-02 | Tool Kit- CAMSPLICE w/ Cleaver | PCE | 1 | 1618.56
95-400-32-BP2W | Boot 1.6-2mm, FC/ST, white with logo | PCE | 100 | 0.22
95-400-32-BP3B | Boot 3mm, FC/ST, black with logo | PCE | 100 | 0.22
95-400-32-BP3N | Boot 3mm, FC/ST, blue with logo | PCE | 100 | 0.22
UAT3-BLADES | Replacement Blades for UAT3 | PCE | 1 | 267.12
95-050-40 | UNICAM, SC, STD-PERFORMANCE, OM2 | PCE | 25 | 17.3
95-050-50 | UNICAM, STD-PERFORMANCE, ST, OM2 | PCE | 25 | 17.06
95-050-99 | LC UNICAM, OM2, HIGH-PERFORMANCE,CORNING | PCE | 25 | 22.84
CCH-CP06-3C | PANEL, W/6 SM SIMPLEX SC, CER | PCE | 2 | 78.28
TKT-100-01 | Tool Kit- CAMSPLICE | PCE | 1 | 918
95-200-99-NL | CONNECTOR, LC, HIGH-PERFORMANCE, SM OS2 | PCE | 25 | 29.68
95-400-02 | 90 DEGREE BOOT, CLEAR | PCE | 100 | 2.2
CDF-CJT-02U-19 | JUMPER TROUGH, 2U, 19"" | PCE | 1 | 144.9
95-400-31-BP2N | Boot 1.6-2 mm , SC, blue, no Logo | PCE | 100 | 0.22
95-000-04-NL | CAMSPLICE NO LOGO PACK 6 PCS | PK | 1 | 193.94
CCH-CP12-E1 | PANEL, W/6 MTRJ SX+ | PCE | 2 | 113.38
RIB-FAN-12 | 12F RIBBON FAN KIT, 25 INCH | PCE | 10 | 40.04
95-000-04 | CAMSPLICE CORNING (6 PER PK) | PK | 1 | 230.36
CCS-03U | CLOSET CONN/SPLICE HSG F/4 .2 TRAYS | PCE | 1 | 410.8
WMO-CP02-91-85 | Connector panel for WMO-XX 1SC | PCE | 1 | 16.24
CCH-CP08-59 | PANEL, W/4 SM DUPLEX SC, CR | PCE | 2 | 87.04
CCH-CP08-91 | PANEL, W/4 MM DUPLEX SC SLVS | PCE | 2 | 66.9
WSH-11SPT-F | Wallmounteable Splice housing for 11 spi | PCE | 1 | 575.1
WIC-CP1-19T | Connector Panel, 6 ST SM | PCE | 2 | 77.44
95-050-48-BP | SC MM 50µm E&P Plus Corning bulk pk | PCE | 100 | 4.96
95-250-08-BP | SC SM E&P Plus Corning bulk pk | PCE | 100 | 8.68
95-211-08-BP | SC APC SM E&P Plus Corning bulk pk | PCE | 100 | 9.56
95-400-14-BP | Dust cap, SC/FC/ST | PCE | 100 | 0.12
95-400-17-BP | Dust cap, LC Connector | PCE | 100 | 0.22
EDC-2N4-KIT | TWO NEMA4 Conduit Fittings | PCE | 1 | 147.62
95-101-41-SP | SC MM Anaerobic E&P, 62,5µm | PCE | 100 | 8.84
95-051-61-SP | FC ANAEROBIC CONNECTOR, MM, 50UM | PCE | 100 | 7.42
95-201-61-SP | FC SM Anaerobic E&P with logo | PCE | 100 | 15.78
95-051-98-SP | connector LC MM Anaerobic E&P, 50µm | PCE | 100 | 9.22
95-101-98-SP | LC MM Anaerobic E&P, 62.5um | PCE | 100 | 9.22
TL-UC01 | UNICAM Tool- " Elite" Complete | PCE | 1 | 714.74
95-400-08-BP9G | Boot 900um FC/ST/SC green with logo | PCE | 100 | 0.22
CSH-03U-F | CLOSET SPLC HSG, 3U, .4 TRAYS | PCE | 1 | 390.84
TRIGGER-BP-D | ANTI-SNAG/TRIGGER,DUPLEX | PCE | 50 | 0.38
UCAO-GND | Splice closure grounding kit (10 pcs) | PK | 2 | 236.8
95-400-09-BP26 | Crimpring SC/FC/ST for 1.6-2.0mm cable | PCE | 100 | 0.3
95-400-09-BP3 | Crimpring SC/FC/ST for 3.0mm cable | PCE | 100 | 0.3
95-400-11-BP3B | LC PLUG BOOT, 3mm, STS, NO LOGO, BLACK | PCE | 100 | 0.22
95-400-11-BP3K | LC PLUG BOOT, 3mm, STS, NO LOGO, BEIGE | PCE | 100 | 0.22
95-400-11-BP3N | LC PLUG BOOT, 3mm, STS, NO LOGO, BLUE | PCE | 100 | 0.22
95-250-08-SP | SC SM E&P Plus Corning single pk | PCE | 100 | 13.88
95-400-31-BP2A | Boot 1.6-2mm, SC, aqua no logo | PCE | 100 | 0.22
95-400-31-BP2B | Boot 1.6-2mm, SC, black no logo | PCE | 100 | 0.22
FAN-BT47-12 | FAN KIT ASSY 12F 47 INCHES | PCE | 10 | 27.34
ADP-DLC0-CCNRF-CLS | Adapter LC Dx (SR/JR) SM, cei, ph, blue | PCE | 50 | 22.02
ADP-DLC0-CCBRF-CLS | Adapter LC Dx(SR/JR)MM 50µm cei ph black | PCE | 50 | 22.02
ADP-DLC0-CCGRF-CLS | Adapter LC Dx (SR/SR) SM APC cei ph grn | PCE | 50 | 22.68
FAN-OD47-12 | FAN OUT OUTDOOR KIT 12F 47IN | PCE | 10 | 104.66
PC4-STRN | Strain relief bracket f. PCH-04U | PCE | 1 | 43.08
FZB-04U | Fiber Zone Box (FZB-04U) | PCE | 1 | 1205.36
TKT-OTAP-CLN-001 | Tool Kit- OPTITAP Cleaning | PCE | 5 | 156.06
CCS-01U-SLK | CCS Fiber Connector Slack Storage Shelf | PCE | 1 | 186.08
WIC-04P | Final Assy , WIC-04P | PCE | 1 | 213.1
UCA4-086CP-W | Cap UCA with 8 OptiFit adapters | PCE | 1 | 509.14
ADP-MTP0-CNARF-CLS | Adapter, MTP, MM, ch, aqua, 1 mm flange | PCE | 50 | 24.36
WMO-CP02-57C-85 | WMO PNL,W/1 MM DUP SC,ZIR(TER-519),WHT | PCE | 1 | 20.8
434401E31AJ003M | OptiTap Patch Cable, Access jumper 3m | PCE | 1 | 69.46
PC1-SPLC-04R | KIT, SPLICE, PCH-01U | PCE | 1 | 70.48
MOB-KT-UNIV-BKT | Multiport mounting brackets (pack of 10) | PK | 1 | 66.9
CJP-03U | CLOSET JUMPER MANAGEMENT PANEL, 3U | PCE | 1 | 128.78
ADP-DSC0-CCGFL-CLS | ADPT,SC DUP,APC,CP/CR,FL,S,CORNING | PCE | 50 | 13.9
ADP-DSC0-CCKFL-CLS | Adapter SC Dx, MM, cei, ph, flanged | PCE | 50 | 13.9
TKT-UNICAM | Tool Kit- UNICAM Connectors | PCE | 1 | 1542.14
95-400-12-BP3 | LC 3.0mm CRIIMP RING | PCE | 100 | 0.3
BRP-19-4-75 | BLANK RACK PANEL, 19" X 7.25"", WRNK B | PCE | 1 | 88.2
CSH-05U | CLOSET SPLC HSG, 5U, .2 TRAYS | PCE | 1 | 476.08
FC-45-12 | Fiber clean, 12 cans per case | PCE | 1 | 339.4
UCA3-6 | UCA 3-6 Bonding closure | PCE | 1 | 196.52
UCAO-05 | UCAO FIBER CLOSURE W/ 5 TRAY O | PCE | 1 | 245.98
UCAO-ST-01 | UCAO RTV SPLICE TRAYS | PCE | 1 | 27.9
UCAO-TP | UCAO sealing tape (10 pcs pack) | PK | 10 | 143.68
UCN-GND-S20 | CLAMP 3M SMALL CABLE GND 20 | PCE | 1 | 136.96
FAN-BT36-12 | FAN KIT ASSY 12F 36INCHES | PCE | 10 | 25.3
FBC-006-01 | BLADE- FBC-006 (CLV-FBCBLADE-2) | PCE | 1 | 516.02
FMFA-MTP | ADAPTER- FIBER MICROSCOPE, MTP | PCE | 1 | 812.18
FMFA-SC | ADAPTER- FIBER MICROSCOPE, SC | PCE | 1 | 172.44
FMFA-ST | ADAPTER- FIBER MICROSCOPE, ST | PCE | 1 | 137.22
FMFA-U12 | Adapter- Fiber Microscope, Univ. 1.25mm | PCE | 1 | 123.84
FMFA-U25 | ADAPTER- FIBER MICROSCOPE, UNIV. 2.5MM | PCE | 1 | 123.84
FSA-019 | HEAT SHRINK- 15MM MINI, 1F, 100/PK | PK | 1 | 160.36
FZB-04P | FIBER ZONE BOX F/4 CCH PANELS | PCE | 1 | 358.96
KA004406R411.5 | 6-1F 900 SCA326/XXX 1.5M | PCE | 1 | 95.78
KIT-OPTFT-005 | KIT,OPTIFIT ADPT W/PLATE,BLACK,FTTX NID | PCE | 50 | 24.92
M67-025 | SM SPLICE TRAY, SC4 | PCE | 1 | 53.76
M67-048 | 0SPL TRAY, .2 STD, 12 HSF | PCE | 1 | 53.56
M67-060 | SPL TRAY, .2 RED, 12 FUS | PCE | 1 | 64.84
M67-068 | SPL TRAY, .2 RED, 6 HSF | PCE | 1 | 55.62
M67-076 | SPL TRAY, .4 STD, 12 HSF OR 12 HSMF | PCE | 1 | 54.62
M67-076-C | SPL TRAY, .4 STD, 12 HSF OR 12 HSMF, CLR | PCE | 1 | 90.98
M67-078 | SPL TRAY,11.73X4.3X.4, 24 HSF | PCE | 1 | 56.74
M67-110 | SPL TRAY, .4 RED, 12 HSF | PCE | 1 | 54.62
M67-112 | SPL TRAY, 13.23 X 3.94 X.2, 24F HSF | PCE | 1 | 56.88
M67-118 | SPLICE TRAY, 4 STD, 24 QPAK | PCE | 1 | 108.08
MOB-KT-AHD | KIT,STRAND MNT MULTIPORT | PCE | 1 | 39.2
MOB-KT-AHD-12 | ASSY AERIAL MOUNTING | PCE | 1 | 70.14
MWB-02P | MINIATURE WALL BRKT, 2MOD | PCE | 1 | 82.16
OFK-P2-08-250-MC | 8 FIBER OCTAL FANOUT KIT, MULTI-COLORED | PCE | 10 | 59.14
OFK-P2-12-250-MC | OCTAL FANOUT KIT, MULTI-COLORED LEGS | PCE | 10 | 128.86
OFT-000 | ACCESS TOOL- MINIBUNDLE (OFAT) | PCE | 1 | 443.8
OFT-001 | BLADES- REPLACEMENT, OFAT | PK | 1 | 61.8
PC1-BKT-23 | KIT, 23IN EXTN BRKT, PCH-01U | PCE | 1 | 29.18
CCH-RM12-A8-P03KH | CCH RD MOD W/6 LCDUP MM & 3M PGTL | PCE | 1 | 618.44
CCH-RM12-A9-P03RH | CCH RD MOD W/6 LCDUP SM & 3M PGTL | PCE | 1 | 690.32
CCH-RM12-E4-P03SH | CCH RD MODULE W/6 SX+ LC DUP & 3M PGTLS | PCE | 1 | 690.32
CCH-RM24-05-70K | CCH RD MODULE ASSY LCDUP/MTP | PCE | 1 | 1074.26
CCH-RM24-A9-P03RH | CCH RD MOD W/12 LCDUP SM & 3M PGTL | PCE | 1 | 1275.74
CCS-01U | CONNECTOR SHELF W/BLANK CCH PANELS | PCE | 1 | 196.84
CCS-03U-F | CLOSET CONN/SPLICE HSG F/2 .4 TRAYS | PCE | 1 | 411.84
CDF-01U-23-BKT | MOUNTING EARS, 23", FOR 1U SIZE UNIT | PCE | 1 | 15.78
CDF-01U-24-BKT | MOUNTING EARS, 24", FOR 1U SIZE UNIT | PCE | 1 | 42.06
CDF-03U-23-BKT | MOUNTING EARS, 23", FOR 3U SIZE UNIT | PCE | 1 | 43.06
CDF-04U-23-BKT | MOUNTING EARS, 23", FOR 4U SIZE UNIT | PCE | 1 | 43.06
CDF-04U-24-BKT | MOUNTING EARS, 24", FOR 4U SIZE UNIT | PCE | 1 | 68.14
CDF-IBU-7-6 | INTER-BAY UNIT, 7-FT, 6" | PCE | 1 | 939.32
CDF-IBU-CVR-10 | COVER, INTER-BAY STORAGE UNIT, 7-FT, 10" | PCE | 1 | 365.24
CDF-RJ07-BKT | BKT, F/7 SIZE ZERO RJ CLIP,7'FRAME | PCE | 1 | 64
CJH-02U | SPLICE MODULE HSG, 2U, F/4 .2" TRAYS | PCE | 1 | 370.56
CJH-02U-F | SPLICE MODULE, 2U, F/3 .4" TRAYS | PCE | 1 | 316.76
CJH-03U | SPLICE MODULE, 3U, F/8 .2" TRAYS | PCE | 1 | 382.22
CJP-01U | CLOSET JUMPER MANAGEMENT PANEL, 1U | PCE | 1 | 108.64
CJP-02U | CLOSET JUMPER MANAGEMENT PANEL, 2U | PCE | 1 | 131.92
CJP-02U-P | CLOSET JUMPER MANAGEMENT PNL,2U,PRETIUM | PCE | 1 | 124.62
CPP-01U | CLOSET PATCH PANEL,1U (F/2 PANELS) | PCE | 1 | 262.5
CPP-01U-PNL | CCP-01U PATCH PANEL | PCE | 1 | 103.82
CPP-04U-RECESS-KIT | RECESSING BRACKETS FOR CPP-04U, ROHS | PCE | 1 | 49.02
CPP-M3-01U | CPP-M3-01U PATCH PANEL | PCE | 1 | 135.82
CPP-UCC-KIT | UCC KIT FOR CPP-01U AND CPP-02U, ROHS | PCE | 1 | 34.08
EDC-06P-NH | ENVIRONMENTAL DIST CENTER, 6 PANEL | PCE | 1 | 778
EDC-2WT-KIT | WATERTIGHT .5-1 INCH COMPRSN FITNG KIT | PCE | 1 | 73.02
FAN-BT34-01-NID | ASSEMBLY, NID FURCATION | PCE | 15 | 33.78
SCA-KT9-EC-R | KIT, SCA RIGHT ENDCAP STD 8 DROP PORTS | PCE | 1 | 111.64
SCF-4-6-PLUG | PLUG, SCF-4/6 DUMMY | PCE | 1 | 5.04
SCF-4C18-01 | 4 X 18 CAN W/2 SLK BSKT (F/.2 TRAYS) | PCE | 1 | 408.58
SCF-4C18-01-36 | 4 X 18 CAN W/3 099 SPLICE TRAYS | PCE | 1 | 494.86
SCF-6C22-01-F | 6 X 22 CAN W/.4 STKR & SLK BASKET | PCE | 1 | 585.3
SCF-6C22-02-F | 6 X 22 CAN W/.4 STACKERS | PCE | 1 | 635.8
SCF-6C28-01-F | 6 X 28 CAN W/1 STKR & SLK BSKT | PCE | 1 | 685.94
SCF-6C28-ORS | ASSEMBLY, CAN, 6 X 28, ORS | PCE | 1 | 715.8
SCF-6C28-U | CLOSURE, 6 X 28 CAN, U-BAR, W/.2 STACKER | PCE | 1 | 638.24
SCF-6CRING | CLAMPING RING,UCNP 6/7,COMPLETE | PCE | 1 | 102.82
SCF-8C28-01-F | 8 X 28 CAN W/1 .4 STKR & SLK BSKT | PCE | 1 | 914.4
SCF-8C28-02-F | 8 X 28 CAN W/2 .4 STACKERS | PCE | 1 | 929.24
SCF-8C28-U | CLOSURE, 8 X 28 CAN, U-BAR, W/.2 STACKER | PCE | 1 | 721.76
SCF-8C28-XORS | ASSEMBLY, CAN, 8 X 28, XORS | PCE | 1 | 896.14
SCF-8CRING | CLAMPING RING,UCNP 8 | PCE | 1 | 100.68
SCF-KT-4CBL | KIT, SCF-4 DROP PORT CABLE HRDWR | PCE | 5 | 38.78
SCF-KT-6CBL | KIT, SCF-6 DROP PORT CABLE HRDWR | PCE | 5 | 67.56
SCF-KT-6GND | KIT, SCF-6 GROUND | PCE | 5 | 38.56
SCF-KT-6SLK | KIT, SCF SLACK BASKET | PCE | 1 | 36.72
SCF-KT-8CBL | KIT, SCF-8 DROP PORT CABLE HRDWR | PCE | 1 | 220.88
SCF-KT-EXP-8 | KIT, SCF-8 EXPRESS PORT CABLE HRDWR | PCE | 5 | 66.88
SCF-KT-EXP-SM | KIT, SCF-4/6 EXPRESS PORT CABLE HDWR | PCE | 5 | 51.18
SCF-KT-G42-F | KIT,2-HOLE GROMMET,SCF-4,FLAT CABLE | PCE | 5 | 47.2
SCF-KT-G62-F | KIT,3-HOLE GROMMET,SCF-6,FLAT CABLE | PCE | 5 | 64.28
SCF-KT-G83-11 | ASSY, SCF-8, 11MM 3-HOLE GROMMET KIT | PCE | 5 | 45.32
SCF-KT-G84-F | KIT,4-HOLE GROMMET,SCF-8,FLAT CABLE | PCE | 5 | 77.32
SCF-MBR-CMS-25 | KIT CENTRAL MEMBER TUBE STRAIN RELIEF-25 | PK | 1 | 406.44
SCF-POLE-BKT4 | KIT, 4IN CANISTER POLE | PCE | 1 | 162
SCF-POLE-BKT6 | KIT, 6IN CANISTER POLE | PCE | 1 | 168.76
PC1-BKT-FLSH | KIT, FLUSH MNT BRKT, PCH-01U | PCE | 1 | 35.36
PC1-LOCK-KIT | KIT, DOOR LOCK, PCH-01U | PCE | 1 | 42.98
PC1-STRN | KIT, STRAIN RELIEF, PCH-01U | PCE | 1 | 54.58
PC2-BKT-FLSH | KIT, FLUSH MNT BRKT, PCH-04U | PCE | 1 | 109.16
PC2-SPLC-6SR | PCH-02U SPLICE KIT | PCE | 1 | 70.48
PC2-STRN | KIT, STRIN RELIEF, PCH-02 | PCE | 1 | 35.84
PC4-BKT-FLSH | KIT, FLUSH MNT BRKT, PCH-04U | PCE | 1 | 59.7
PC4-GOV-SPLC | KIT, SPLICE BKT, PCH-04U | PCE | 1 | 273.26
PC4-LBL-PI10 | KIT, LABEL, INK, PCH-04U | PCE | 1 | 100.24
PC4-RJ-STR | STRAIN RELIEF BRACKET, RJ CLIP, PCH-04U | PCE | 1 | 35.14
PC4-SLK | KIT, SLACK STORAGE, PCH-04U | PCE | 1 | 47.74
PCH-01U | ASSY, PCH-01U | PCE | 1 | 539.72
PCH-M3-01U | ASSY, PCH-M3-01U | PCE | 1 | 449.46
PWH-02P | PRETIUM WALL HOUSING | PCE | 1 | 305.98
PWH-12P | PRETIUM WALL HOUSING, PWH-12P | PCE | 1 | 735.74
PWH-STRNRLF-KIT | KIT, CABLE STRAIN RELIEF, PWH | PCE | 1 | 85.4
RBN-TERM-KIT-FMS | FIBER RIBBON BRANCHOUT KIT-FMS | PCE | 1 | 172.6
RPOC-001 | Ripcord Puller Assembly, Outdoor Cable | PCE | 1 | 133.04
RST-000 | Access Tool- Ribbon Fiber Splitter | PCE | 1 | 1922.54
SC-SMPLX-PLUG-25 | HOLE PLUG, SIMPLEX SC, 25-PACK | PK | 1 | 20.84
SCA-9T24-046CP | SCA TERMINAL, SNAP, W/4 OPTITAP PORTS | PCE | 1 | 434.28
SCA-9T24-066CP | SCA TERMINAL, SNAP, W/6 OPTITAP PORTS | PCE | 1 | 503.28
SCA-9T24-086CP | SCA TERMINAL, SNAP, W/8 OPTITAP PORTS | PCE | 1 | 572.28
SCA-9T24-MOD | OPTISHEAT ADV TERM FOR CWDM MODULE | PCE | 1 | 457.54
SCA-9T34-LRB | SCA TERMINAL, SNAP 9T34, BLANK END CAP | PCE | 1 | 283.78
SCA-KT-GND | KIT, SCA GROUNDING W/PACKAGING | PCE | 5 | 59.4
SCA-KT-RBN-GRMT | KIT, RELIEF ACCURIBBON 25 PK | PK | 5 | 42.18
SCA-KT9-066CPL | KIT, SCA LEFT ENDCAP 6 OPTITAP | PCE | 1 | 296.82
SCA-KT9-EC-L | KIT, SCA LEFT ENDCAP STD 8 DROP PORTS | PCE | 1 | 111.64
95-000-40-Z | UNICAM,SC,STD-PERFORMANCE,OM1,ORG PACK | PK | 1 | 396.68
95-000-41-Z | UNICAM, SC, HIGH-PERFORMANCE, OM1, ORG | PK | 1 | 505.94
95-000-50-Z | UNICAM STD-PERFORMANCE, ST, OM1,ORG PACK | PK | 1 | 406.5
95-000-51-Z | UNICAM, ST, HIGH-PERFORMANCE, OM1, ORG | PK | 1 | 516.06
95-000-99-Z | LC UNICAM, HIGH-PERF, OM1, CORNING, ORG | PK | 1 | 555.52
95-050-10-BP | FC MM 50UM,E&P,BP | PCE | 100 | 4.82
95-050-40-Z | UNICAM, SC, STD-PERFORMANCE,OM2,ORG PACK | PK | 1 | 409.62
95-050-41-X-Z | UNICAM, SC, HIGH-PERFORMANCE, OM3, ORG | PK | 1 | 547.66
95-050-41-Z | UNICAM, SC, HIGH-PERFORMANCE, OM2, ORG | PK | 1 | 542.48
95-050-50-Z | UNICAM, STD-PERFORMANCE, ST,OM2,ORG PACK | PK | 1 | 418.82
95-050-51-X-Z | UNICAM, ST, HIGH-PERFORMANCE, OM3, ORG | PK | 1 | 547.66
95-050-51-Z | UNICAM, ST, HIGH-PERFORMANCE, OM2, ORG | PK | 1 | 542.48
95-050-99-X-Z | LC UNICAM, OM3, CORNING, ORG | PK | 1 | 478.82
95-050-99-Z | LC UNICAM, HIGH-PERF, OM2, CORNING, ORG | PK | 1 | 549.08
95-200-41-Z | UNICAM, SC, HIGH-PERFORMANCE, SM,OS2,ORG | PK | 1 | 603.12
95-200-44-Z | UNICAM, SCAPC, SM, CER, ANGLE ORGANIZER | PK | 1 | 657.04
95-200-51-Z | UNICAM, ST, HIGH-PERFORMANCE, SM,OS2,ORG | PK | 1 | 591.34
95-200-99-Z | LC UNICAM, SM, OS2, CORNING, ORG | PK | 1 | 582.76
95-400-50-BP2N | BOOT,UNICAM, 2MM, SC, BLUE, BULK | PCE | 100 | 0.4
95-400-51-BP2N | BOOT,UNICAM,2MM,ST/FC,BLUE,BULK | PCE | 100 | 0.4
95-400-53-BP | CRIMP RING, UNICAM FOR 900, LC,SC,ST,FC | PCE | 100 | 0.62
A0276859 | SPLICE PACK YELLOW 25/PK 250-250 FIBER | PK | 1 | 21.96
A0295149 | SPLICE PACK BLUE 25/PK 250-900 FIBER | PK | 1 | 32.86
A0341672 | TUBESPLITTER ASSY- BLUE (2.3MM TO 2.8MM) | PCE | 1 | 131.98
A0362957 | TUBESPLITTER ASSY- RED (2.7MM TO 3.0MM) | PCE | 1 | 137.3
A0400978 | TUBESPLITTER ASSY-YELLOW(4.8MM TO 5.3MM) | PCE | 1 | 212.46
ADP-DLC0-CAP | ADAPTER DUST CAP, DUP LC | PCE | 100 | 0.22
ADP-ST00-MMNTH-NLS | ADPT,ST,MT/PB,BLU/SM,TH/NUT,NL | PCE | 50 | 4.26
BKT-SC-C | AERIAL CLOSURE BRACKET KIT | PCE | 1 | 82.74
OSNP-SCA-250-Z | OPTISNAP, SC, APC, 250UM, ORGANIZER | PK | 1 | 679.28
OSNP-LCU-900-Z | OPTISNAP, LC, UPC, 900UM, ORGANIZER | PK | 1 | 628.06
2104498-01 | Plastic container for scrap, flanged | PCE | 1 | 49.36
VFL-A250 | VFL Ferrule Aadapter,ST/SC,2.5mm,UniCam | PCE | 1 | 69.5
HSP-45S100-1 | Heat shr. Protector Term.45mm,pack w.100 | PK | 1 | 22.04
ADP-ST00-MCNTH-NLS | Adapter ST, SM, MH, CEI,thread.,blue, NL | PCE | 50 | 5.16
ADP-ST00-MCATH-NLS | ADPT,ST,MT/CR,AQU/LOMMF,TH/NUT,NL | PCE | 50 | 5.16
ADP-ST00-MCBTH-NLS | ADPT,ST,MT/CR,black, MM,TH/NUT,NL | PCE | 50 | 5.16
ADP-ST00-MCKTH-NLS | ADPT,ST,MT/CR,BGE/62.5,TH/NUT,NL | PCE | 50 | 5.16
ADP-ST00-MMKTH-NLS | ADPT,ST,MT/PB,BGE/62.5,TH/NUT,NL | PCE | 50 | 4.26
SCF-4C18-ORS | UCNCP 5-18 ORS | PCE | 1 | 804.24
1508002-01 | Wipes - D'GEL 6pk | PK | 2 | 61.7
FSA-012 | CRIMP PROTECTION SPLICE PART, 150 PCS | PK | 1 | 316.4
02-001337-001 | KIT, WOODHEAD 1IN WATERTIGHT CONN | PCE | 1 | 24.6
100107-01 | Stripper- Coaxial Cable, 1/8" - 7/32" | PCE | 1 | 77.78
100304-01 | Sheath Ripper | PCE | 2 | 14.1
100333-01 | 453tula- Metal | PCE | 2 | 16.32
15-193-25 | KIT, STRAIN RELIEF, ACCURIBBON | PCE | 1 | 8.38
1506092-01 | POLISHING FILM- 1µM, DIA,5" DISC, NO PSA | PCE | 50 | 8.1
1506101-01 | POLISHING FILM- 2µM, SC, 5" DISC, NO PSA | PCE | 50 | 0.52
1603003-01 | Bottle- 4oz Pump, Locking Top | PCE | 1 | 142.02
2104069-02 | Syringe Tip Single | PCE | 1 | 1.12
2104454-01 | Pad- Rubber 5" Diameter, 80 Duro | PCE | 1 | 132.38
2104478-01 | Tool- OPTITIP MT Cleaning w/Adaptrs, Cap | PCE | 1 | 180.82
2806031-04 | Heat Shrink Protector- 4F, 40mm, 25/pk | PK | 1 | 96.08
3204004-01 | Stripper- Rotary Cable | PCE | 1 | 59.5
3230089-01 | TOOL- ADAPTOR FLANGE, 1/4" | PCE | 1 | 228.8
434401E31AJ002M | 1F 2.9MM SCAOPT/SCA326 2M | PCE | 1 | 69
435801E31AJ003M | 1F 2.9MM SCAOPT/SCUPC 3M | PCE | 1 | 67.64
CCH-CP12-6C | PANEL, W/12 SM SMPLX SCAPC CER | PCE | 2 | 161.28
CCH-CP12-A7 | PANEL, W/6 DUP LC MM PB SLVS INSTL | PCE | 2 | 226.24
CCH-CP12-D9 | PANEL, W/6 DUP SCAPC CER | PCE | 2 | 141.6
CCH-CP12-E6 | PANEL, W/12 SIMPLEX SC SX+ CER | PCE | 2 | 124.04
CCH-CP12-G5 | CCH PANEL, W/12 STPC 50 UM ADAPTERS | PCE | 2 | 93
CCH-CP12-G6 | PANEL, W/12 SIMPLEX SC 50UM CER | PCE | 2 | 124.04
CCH-CP12-G7 | PANEL, W/6 MM DUPLEX SC | PCE | 2 | 117.96
CCH-CP12-K9 | CCH PNL W/6 LC DUP SM KEYED YELLOW | PCE | 2 | 158.32
CCH-CP12-STSC-D-C | PANEL, W/6 MM DUPLEX STSC-D-C | PCE | 2 | 209.36
CCH-CP16-A9 | PANEL, CCH, W/8 LC SC, SR/JR, SM | PCE | 2 | 181.1
CCH-CP16-D3 | PANEL, W/8 DUP, LC 50UM MM CER | PCE | 2 | 159.86
CCH-CP16-E1 | PANEL, CCH, W/8 MTRJ SX+ AQUA | PCE | 2 | 144.92
CCH-CP16-E4 | PANEL, CCH, W/8 DUP LC SX+ CER, AQUA | PCE | 2 | 159.86
CCH-CP24-97 | PANEL, CCH, W/12 MM MTRJ | PCE | 2 | 208.28
CCH-CP24-A7 | PANEL, CCH W/12 DUP LC, MM, METAL | PCE | 2 | 433.74
CCH-CP24-D3 | PANEL, W/12 DUP, LC 50UM MM CER | PCE | 2 | 230.42
CCH-CP72-89 | PANEL, CCH, W/6 MTP ADAPTERS, SM | PCE | 2 | 274.58
CCH-CP72-E3 | PANEL, CCH, W/6 MTP ADAPTERS, AQUA | PCE | 2 | 254.86
CCH-CP72-G3 | PANEL, CCH, W/6 MTP ADAPTERS,50UM | PCE | 2 | 235.28
CCH-CP96-E3 | PANEL, CCH, 8 MTP, UPC,SX+, 96 FIBERS | PCE | 2 | 333.56
CCH-CPE4-E3 | PANEL, W/12 MTP SX+ CER ADAPTERS MM | PCE | 2 | 490.98
CCH-RM06-15T-P03KH | CCH RD MODULE W/6 ST THRD MM & 3M PGTL | PCE | 1 | 289.8
CCH-RM06-A9-P03RH | CCH RD MODULE 6F SM LCUDUP & 3M PGTL | PCE | 1 | 413.04
CCH-RM12-3C-P03RH | CCH RD MODULE W/12 SCUPC CER & 3M PGTL | PCE | 1 | 597.88
CCH-RM12-50-70K | CCH RD MODULE ASSY STPC/MTP MM | PCE | 1 | 632.22
CCH-RM12-57-70K | CCH RD MODULE ASSY SCDUP/MTP | PCE | 1 | 571.14
CCH-RM12-59-P03RH | CCH RD MODULE W/6 SCDUP SM CER, 3M PGTL | PCE | 1 | 597.88
CCH-RM12-6C-P03RH | CCH RD MODULE W/12 SCAPC CER & 3M PGTL | PCE | 1 | 669.8
CCH-RM12-91-P03KH | CCH MODULE W/6 MM SCDUP & 3M PGTL | PCE | 1 | 536.28
BOOTCLIP-45-50 | 45 DEGREE BOOT CLIPS LC 50 | PCE | 100 | 0.8
CLSSC4-SIDEPNL | KIT, SIDE COVER, CCH-04U, CLASSIC | PCE | 1 | 32.12
CCH-CP06-11 | PANEL, W/6 SM FC | PCE | 2 | 82.2
CCH-CP06-21 | PANEL, W/6 SM FCAPC | PCE | 2 | 121.2
CCH-CP06-25T | PANEL, W/6 MM THREADED ST | PCE | 2 | 88.14
CCH-CP06-6C | PANEL, W/6 SCAPC CER SLVS INSTL | PCE | 2 | 90.02
CCH-CP06-A7 | PANEL, W/3 DUP LC MM PB SLVS INSTL | PCE | 2 | 122.48
CCH-CP06-D3 | PANEL, W/3 DUP, LC 50UM MM CER | PCE | 2 | 71.66
CCH-CP06-D9 | PANEL, W/3 DUP SCAPC CER | PCE | 2 | 80.16
CCH-CP06-E6 | PANEL, CCH, W/6 SC, SX+, CER | PCE | 2 | 71.4
CCH-CP06-G5 | PANEL,W/6 BULKHEAD ST MM 50UM CER | PCE | 2 | 55.86
CCH-CP06-G6 | PANEL, W/6 SIMPLEX SC MM 50UM CER | PCE | 2 | 71.4
CCH-CP06-G7 | PANEL, W/3 SC DUPLEX, CER 50UM | PCE | 2 | 68.36
CCH-CP08-11 | PANEL, W/8 SM FC | PCE | 2 | 103.34
CCH-CP08-15T | PANEL,W/8 MM/SM THREADED ST,CR | PCE | 2 | 68.24
CCH-CP08-19T | PANEL, W/8 SM THREADED ST,CR | PCE | 2 | 77.6
CCH-CP08-21 | PANEL, W/8 SM FCAPC | PCE | 2 | 155.36
CCH-CP08-25T | PANEL, W/8 MM THREADED ST | PCE | 2 | 111.26
CCH-CP08-3C | PANEL, W/8 SM SIMPLEX SC, CER | PCE | 2 | 98.12
CCH-CP08-A8 | PANEL, W/4 DUP LC MM CER SLVS INSTL | PCE | 2 | 89.28
CCH-CP08-A9 | PANEL, W/4 DUP LC SM CER SLVS INSTL | PCE | 2 | 99.92
CCH-CP08-D3 | PANEL, W/4 DUP, LC 50UM MM CER | PCE | 2 | 89.28
CCH-CP08-D9 | PANEL, W/4 DUP SCAPC CER | PCE | 2 | 100.66
CCH-CP08-E4 | PANEL, W/4 SX+ LC DUP MM CER AQUA | PCE | 2 | 89.28
CCH-CP08-E7 | PANEL, W/4 DUP SC AQUA SLVS INSTL | PCE | 2 | 84.9
CCH-CP08-G5 | PANEL, W/8 DUP ST MM 50UM CER | PCE | 2 | 68.24
CCH-CP08-G7 | PANEL, W/4 DUP SC MM 50UM CER | PCE | 2 | 84.9
CCH-CP12-11 | PANEL, W/12 SM FC | PCE | 2 | 145.66
CCH-CP12-21 | PANEL, W/12 SM FCAPC | PCE | 2 | 223.68
ESM-UM12-04G-R3M | EDGE PIGT UNIV MOD 12F LCDUP/XX SM 3M | PCE | 2 | 596.82
CCH-CP96-Q6 | PANEL CCH W/8 MTP ADAPTERS VIOLET SM | PCE | 1 | 428.06
CCH-CP24-PWR | PANEL-CCH POWER DISTRIBUTION, 12 PAIR | PCE | 1 | 319.96
WLLAP-BHBHBHBH | LC DUP NONKY FRT AND BACK ALL GREEN | PCE | 10 | 138.48
CCH-CS24-DC-P00TE | CCH SPL CASS,24F,LC-DP SHUTTER,OM3,250UM | PCE | 1 | 1182.08
SPH-CS06-A9-P00RE | SPH, 6F LCDUP SMUPC, 2M 250um PTL | PCE | 1 | 513.64
CLR-HALLM-300-12F-MTPM-0W | CLR TRK 12-F Micro-Mod 300FT MTPAM/XXX | PCE | 1 | 1265.06
CLR-HALLM-600-12F-MTPM-0W | CLR TRK 12-F Micro-Mod 600FT MTPAM/XXX | PCE | 1 | 2202.16
EDGE-01U-EMOD-SP | EDGE 1U EMOD PANEL POS 01 TO 03 | PCE | 1 | 293.26
EDGE-CS12-AY-P00VE | EDGE PIGTL CASS OM5 SF LME GRN ADTS | PCE | 1 | 772.72
RXD-OSE-KIT-SP | RXD SERVICE PLATFORM | PCE | 1 | 214.02
RXD-OSE-KIT-MB23 | RXD 23" MOUNTING BRACKET | PCE | 1 | 85.6
80611623846 | 2543-D-RF-288-R Tray | PCE | 1 | 78.6
80611336993 | FDST-08A04C040750 FIBER D.TONABLE | PCE | 1 | 806.92
80611332273 | FDC-10/12-AERIAL-SHB STRAND MOUNT BRKT | PCE | 1 | 125.56
EDGE-HM-02U | EDGE 2U HORIZONTAL MANAGER | PCE | 1 | 305.18
CCH-CS24-AE-P00TE | CCH SPLC CASS 24F LC BL SHTR OM3 250um | PCE | 1 | 1137.36
CCH-CS24-AF-P00TE | CCH SPLC CASS 24F LC GR SHTR OM3 250um | PCE | 1 | 1137.36
CCH-CS24-DC-P00RE | CCH SPLC CASS 24F LC RD SHTR OS2 250um | PCE | 1 | 1207.76
ICN-PRB | ICON, BLANK, PURPLE/VIOLET, 50 PACK | PK | 1 | 71.82
TKT-NPCP-CI01 | NPC+ INST TOOLKIT W/CI-01 CLEAVER | PCE | 1 | 1423.36
SPH-CS24-B3-P00RE | SPH 24F LCDUP SM APC GR 2M 250um PTL | PCE | 1 | 1652.04
SPH-CS12-6T-P00RE | SPH, 12F ST SM UPC, 2M 250UM PTL | PCE | 1 | 668.5
SPH-CS12-5T-P00KE | SPH, 12F ST MM OM1, 2M 250UM PTL | PCE | 1 | 686.74
RXD-OSE-1L-HD | ROCKET RIBBON EXTREME DENSITY OSE 576 ST | PCE | 1 | 22105.26
CCH-CS24-DD-P00TE | CCH SPL CASS 24F LC DP SHUT YL OM3 250UM | PCE | 1 | 1182.08
RMB-CASS-12C | CCH RACK MTG BRKT | PCE | 1 | 721.72
CCH-CP96-Q5 | PANEL CCH W/8 MTP ADAPTERS ORANGE | PCE | 1 | 428.06
EDGE-CS12-DC-P00QE | EDGE SPLC CASS LC DUP RD OM4 250um | PCE | 1 | 806.64
MTS-F844NS000MW | Multiport 1x8 Splitter Terminal Stubless | PCE | 1 | 394.6
80611008857 | 2178-S/FR SMALL FIRE RETARD FO SPLCE CA | PCE | 1 | 621.88
80611012859 | 2181-LS/FR CABLE ADDITION KIT | PCE | 1 | 319.54
80611147762 | 8982-8882/HIGHGEL RIGID BODY CLOSURE KIT | PCE | 10 | 120.38
80611147770 | 8983-8882/HIGHGEL RIGID BODY CLOSURE KIT | PCE | 10 | 157.56
80611147788 | 8984-8882/HIGHGEL RIGID BODY CLOSURE KIT | PCE | 1 | 198
80611147796 | 8985-8882/HIGHGEL RIGID BODY CLOSURE KIT | PCE | 1 | 447.8
80611147838 | BB2X24-8882/HIGHGEL BETTER BURIED CLOSUR | PCE | 1 | 247.14
80611147846 | BB3X24-8882/HIGHGEL BETTER BURIED CLOSUR | PCE | 1 | 415.7
80611147853 | BB4X24-8882/HIGHGEL BETTER BURIED CLOSUR | PCE | 1 | 570.6
80611166028 | 8882 High Gel re-ent. Encapsulant 6593ml | PCE | 1 | 605.14
80611166127 | 8882 High Gel re-ent. Encapsulant 824 ml | PCE | 4 | 69.64
80611329501 | ECAM-18MM-S 18MM SINGLE ECAM CABLE ENTRY | PCE | 5 | 66.76
FQ100051447 | BPEO GROUNDING PACK | PCE | 10 | 45.68
FQ100068342 | BPEO S1-S1,5 WALL/POLE BRACKET SUPPORT | PCE | 5 | 72.68
FQ100077285 | N501652A OSC 30 PAIRS COPPER CLOSURE | PCE | 10 | 32.16
80610071856 | 25T-GB 1/2" X 25' GROUND BRAID | PCE | 1 | 112.84
80611486798 | 2181-LS CABLE ADDITION KIT FOR 2178-LS | PCE | 1 | 249.64
80611316516 | 2523-48-SF FIBER SPLICE ORGANIZER 48 | PCE | 2 | 64.06
80610938179 | 88T-1.5X44 (1 1/2"X44') VINYL TAPE | PCE | 90 | 10.22
80611320054 | 2539 FIBRLOK II FIBER SPLICE HOLDER ASSY | PCE | 60 | 22.56
80611488919 | 8882 High Gel re-ent. Encapsulant 659 ml | PCE | 5 | 57.14
UU009542067 | N721218A ECAM S9.5 FLAT DROP INDIVIDUAL | PK | 60 | 9.4
UU009719939 | OSLC SPLICE CLOSURE 2 FO PRIV MKT | PCE | 1 | 16.4
RXD-OSE-KIT-CRDL | RXD CABLE RETENTION CRADLE KIT, 20 | PCE | 1 | 228.28
RXD-OSE-KIT-TU20 | RXD TRAY ENTRY TUBING KIT, 20 | PCE | 1 | 171.22
80611329568 | FDC-10S-D-NN2-01F-C | PCE | 1 | 762.2
80610859276 | 2520 FIBRTUBE TRANSPORT TUBING 1 FT LNG | PCE | 50 | 4.38
80611322118 | 2B2A-2-505 CLOSURE KIT 2-TYPE 505 | PCE | 1 | 949.52
80611332067 | FDST/FDT-08M-AERIAL-SHB AERIAL STRAND MO | PCE | 3 | 57.2
FL2-SC-2-3MM-OM1-6 | FUSELITE2 SC 2/3MM OM1 MM CONN 6 PER PK | PK | 1 | 103.8
FL2-SCU-2-3MM-SM-6 | FUSELITE2 SCU 2/3MM SM CONN 6 PER PK | PK | 1 | 131.64
HFC-FURC-KIT-G | UNIVERSAL FURCATION KIT FOR MTP SPLICING | PCE | 1 | 731.78
WMO-CP04-LK-85 | WMO PNL 4F LC DUP K/NK VIOLET, WHITE | PCE | 1 | 55.94
SPH-CS12-B3-P00RE | SPH 12F LCDUP SM APC GR 2M 250um PTL | PCE | 1 | 874.62
EDGE-01U-SP-FL | EDGE 1U HOUSING, 3-TRAY, CHOICE WHITE | PCE | 1 | 972.5
EDGE-04U-FL | EDGE 4U HOUSING, CHOICE WHITE | PCE | 1 | 1941.28
CLEANER-PUSHLOK | SINGLE FIBER PUSHLOK PORT CLEANER | PCE | 1 | 178.72
EDGE-01U-FL | EDGE 1U HOUSING, 2-TRAY, CHOICE WHITE | PCE | 1 | 972.5
KT-PL-OPT-CONV | PUSHLOK OPTITAP CONVERTER KIT | PCE | 10 | 4.16
SPH-CS06-E4-P00QE | SPH 6F LCDUP MM OM4 2M 250UM PTL | PCE | 1 | 521.64
EDGE-CP24-Q6 | EDGE MTP PANEL W/2 ADPTR VI NON-KEYED | PCE | 1 | 142.44
EDGE-HM-01U | EDGE 1U HORIZONTAL MANAGER | PCE | 1 | 302.58
PFSJM80F12FL | 11.75"(298)WX8' SGL NPT JM W/O DOOR,CW | PCE | 1 | 1707.02
PFJMDR80F12FL | 11.75"(298)X8' JUMPER MANAGER DOOR,CW | PCE | 1 | 718.68
CCH-CS12-DD-P00RE | CCH SPL CASS 12F LC-D SM YL SHUT 250UM | PCE | 1 | 730
CCH-CS12-DC-P00RE | CCH SPL CASS 12F LC-D SM RD SHUT 250UM | PCE | 1 | 730
EDGE-SMH-XPDR | EDGE SMH SPLC EXPANSION HOUSING | PCE | 1 | 181.16
ETM-7C-Q-2X3 | EDGE PORT TAP MOD 2X3 MTP/MTP MM 70:30 | PCE | 1 | 6598.48
W0090E4GU40BP600F | 144F ULT SM ALTOS LT MTPA/XXXX 600F | PCE | 1 | 10915.04
CH4E4F512E7TUF001B | CCH-04U 144F SCDUP OM3 155M FRDM LT | PCE | 1 | 30347.48
CH4E4F512H3TUF001B | CCH-04U 144F ST OM3 155M FRDM LT | PCE | 1 | 30347.48
CH4U8F524E4TUF001B | CCH-04U 288F LCDUP OM3 155M FRDM LT | PCE | 1 | 61022.4
ETM8-70C-Q-R-FL-PREM | MOD PORT TAP EDGE8 MTP/MTP MM 70:30 FL | PCE | 1 | 4618.94
RXD-OPE-L-12-24VM | RKT RIB DEN OPE, LCK, 12TRAY, 24F MTP | PCE | 1 | 16816.02
RXD-OPE-L-24-24VM | RKT RIB EXT DEN OPE, LCK, 24TRAY,24F MTP | PCE | 1 | 23489.06
KF4-COC1 | UCL-KF4-Fusion Splicer and FL2 Tool | PCE | 1 | 5910
UCA4-06OTM-W | BELOWGRADE W/6 OPTITIP PORTS, MM | PCE | 1 | 644.16
UCA4-04OTM-W | BELOWGRADE W/4 OPTITIP PORTS, MMF | PCE | 1 | 758.7
CH4E450126C-81002B | CCH-04U 144F SC APC SM, 2 50M MIC STB | PCE | 1 | 10152.76
SPH-DUAL-DIN | SPH-01P DUAL DIN SINGLE PANEL HOUSING | PCE | 1 | 291.96
J009012GJ8-NA001M | AO JMPR PRIB MTP-F/XXX 12F ULT TYPEA 1M | PCE | 1 | 246.98
CCH-CP12-DC | CCH PANEL W/6 LC-DP SHUTTER RED SM | PCE | 1 | 186.14
CCH-CP12-DH | CCH PANEL W/6 LC-DP SHUTTER OR SM | PCE | 1 | 186.14
CCH-CP12-DJ | CCH PANEL W/6 LC-DP SHUTTER VIOLET SM | PCE | 1 | 186.14
MTB-1244FD500FW-Z | 12P MP FDRP CON2RMT/SCA326 500F SP REQ | PCE | 1 | 1097.52
WLLAE-K9K5KDK9K5KD | WLL 1-GANG STR WH 6-PORT PRE-LOADED | PCE | 10 | 195.18
WLLAA-KQ | WLL 1-GANG STR WH 1-PORT PRE-LOAD | PCE | 10 | 36.28
JA9A924GPH-NA020M | ADV OPT JMPR MTP-F/F 24F SM UNIV 20M | PCE | 1 | 1060.34
JA9A924GPH-NA025M | ADV OPT JMPR MTP-F/F 24F SM UNIV 25M | PCE | 1 | 1100.18
EDGE-02U-FL | EDGE 2U HOUSING, CHOICE WHITE | PCE | 1 | 1466.16
FL2-SC-900-OM4-25 | FUSELITE2 SC 900UM OM4 MM CON 25 PER PK | PK | 1 | 483.44
FL2-SC-900-OM1-25 | FUSELITE2 SC 900UM OM1 MM CON 25 PER PK | PK | 1 | 432.48
FL2-LC-2MM-OM4-6 | FUSELITE2 LC 2MM OM4 MM CONN 6 PER PK | PK | 1 | 112
FL2-LC-2MM-OM1-6 | FUSELITE2 LC 2MM OM1 MM CONN 6 PER PK | PK | 1 | 108.7
FL2-LCU-2MM-SM-6 | FUSELITE2 LCU 2MM SM CONN 6 PER PK | PK | 1 | 141.46
FL2-LC-2MM-OM1-25 | FUSELITE2 LC 2MM OM1 MM CONN 25 PER PK | PK | 1 | 490.06
FL2-LCA-2MM-SM-6 | FUSELITE2 LCA 2MM SM CONN 6 PER PK | PK | 1 | 137.94
FL2-LCU-2MM-SM-25 | FUSELITE2 LCU 2MM SM CONN 25 PER PK | PK | 1 | 544.68
FL2-SCA-900-SM-6 | FUSELITE2 SCA 900UM SM CONN 6 PER PK | PK | 1 | 146.5
FL2-SCA-900-SM-25 | FUSELITE2 SCA 900UM SM CONN25 PER PK | PK | 1 | 610.36
FL2-LC-900-OM1-25 | FUSELITE2 LC 900UM OM1 MM CON 25 PER PK | PK | 1 | 490.06
FL2-LCU-900-SM-25-TAA | FUSELITE2 LCU 900UM SM CON 25 PER PKTAA | PK | 1 | 544.68
FL2-LC-900-OM4-25-TAA | FUSELITE2 LC 900UM OM4 MM CONN 25/PK TAA | PK | 1 | 632.46
FL2-LCA-900-SM-25-TAA | FUSELITE2 LCA 900UM SM CON 25 PER PK TAA | PK | 1 | 574.78
FL2-SCA-900-SM-25-TAA | FUSELITE2 SCA 900UM SM CON 25 PER PK TAA | PK | 1 | 564.06
FL2-LC-2MM-OM4-25-TAA | FUSELITE2 LC 2MM OM4 MM CONN 25/PK TAA | PK | 1 | 504.98
FL2-SCA-2-3MM-SM-6 | FUSELITE2 SCA 2/3MM SM CONN 6 PER PK | PK | 1 | 135.38
80611045701 | KX-K PLUGGING SPOOL 2-TYPE FOR 3.4 IN | PCE | 1 | 20.26
80611046998 | RTW36-8 TAPE R/V8 - 1-1/2 X 36 | PCE | 60 | 13.04
80611380272 | FDC-08S-B-N10-01A-C FIBER DOME | PCE | 1 | 381
80610416283 | BB9X26-SB/2DC-LHS | PCE | 1 | 361.88
80610759948 | 2181-C TRIPLE ADAPTER KIT | PCE | 1 | 192.46
80611332216 | FDC-12S-F-2NN-01J-C FIBER DOME | PCE | 1 | 1610.22
80610071278 | 4-DS-24-BB 4X24 IN BB SPLIT SLEEVE | PCE | 10 | 132.04
80611045057 | HX-K PLUGGING SPOOL 2-TYPE FOR 2.2 INCH | PCE | 1 | 17.22
80611326820 | 2181-XL/FR-CAK CABLE ADDITION KIT | PCE | 1 | 894.24
80611326366 | 2520-100FT TRANSPORT FIBER TUBE 100FT | PCE | 1 | 253.32
80610315675 | 2177 FIBER OPTIC SPLICE CLOSURE | PCE | 1 | 323.82
80611322134 | 2D2B-505 COVER 2-TYPE 505 9.5X36.0 IN | PCE | 1 | 753.56
80611322357 | 2D2D-505 COVER 2-TYPE 505 | PCE | 1 | 2238.82
80611336894 | FDST-08-A-08-C-08-0300 FDST | PCE | 1 | 608.24
80610327746 | 2196 UNIVERSAL ORGANIZER BRACKET | PCE | 1 | 262.92
80611314586 | 2178-6PGA XSB 6-PORT GROMMET 1.4 IN | PCE | 5 | 59.58
80611314594 | 2178-4PGA 2178 4-PORT GROMMET FOR 1.0 IN | PCE | 5 | 35.08
80611331960 | 2543-S-24-SF-3.0MM FO SPLTRAY TUBE ENTRY | PCE | 2 | 52.46
80611331994 | 2543-S-144-MF FO SPLTRAY | PCE | 2 | 52.46
80611322100 | 2D2A-505 COVER 2-TYPE 505 9.5X27.5 INCH | PCE | 1 | 552.72
80611166093 | 8882 High Gel re-ent. Encapsulant 3296ml | PCE | 1 | 270.16
80610747844 | 2506 FIBRLOK II CAP-LIFTER TOOL | PCE | 25 | 38.92
80611314453 | SLFC-733-SP-0X SLIC 733 F/0 CLOSURE NO T | PCE | 1 | 339.08
80610109904 | 8985-07 RIGID BODY CLOSURE KIT 4407 CPMD | PCE | 1 | 676.12
80611166101 | 8882 High Gel re-ent. Encapsulant 5208ml | PCE | 2 | 524.12
80611332059 | FDST/FDT-08-POLE/PED-HB POLE WALL | PCE | 3 | 77.94
80610760011 | SLIC 5.6X33-SES AER CLOS KIT WSPIRL END | PCE | 1 | 161.3
80611312218 | 530-PI-25-TR/RES AERIAL TERMINAL W/25 | PCE | 1 | 342.24
80611486491 | 2178-LL EXTRA LARGE FIBER OPTIC SPLICE | PCE | 1 | 555.08
80611330855 | FDC-08M-A-N0N-01C-A FOCLOS 1GND, 20MM(1) | PCE | 1 | 291.64
80611336936 | FDST-08-A-08-C-08 750 TONABLE | PCE | 1 | 922.08
80611336951 | FDST-08-A-04-C-04-0300 FIBER DOME | PCE | 1 | 523.28
80611381791 | SLIC3.6X19-TB/RES AER.CLOS.W/T | PCE | 1 | 97.62
80610414882 | SLIC-ES/7TC SLIC CLOS END SL T | PCE | 5 | 66.78
80610578165 | SLIC-ES/5DC SLIC CLOS END SL D | PCE | 5 | 21.28
80610581698 | SLIC 9X36-2TC AERIAL CLOS KIT | PCE | 1 | 283.38
80610760037 | SLIC 9X36-SES AER CLOS KT W/SP | PCE | 1 | 283.38
80610760045 | SLIC 2X19-BA/SES AERIAL CLOS K | PCE | 4 | 70.4
80610760086 | SLIC 7X33-BA/SES AERIAL CLOS K | PCE | 1 | 242.02
80611166796 | SLIC 3X19-BA/SES AER CLOS KT W | PCE | 4 | 88.98
80611303977 | 328-PI-25-TR/RES AER TRM W/25P | PCE | 4 | 269.54
80610760490 | SLIC SES 7 SPIRAL END SEAL | PCE | 5 | 63.6
80610760789 | 530-MTA/SES AER TRM EMPTY 5X30 | PCE | 1 | 183.66
80611318132 | SLIC-9.6X36-RES/VZ/4462 AER CL | PCE | 1 | 274.5
80611319536 | SAT-PI-25-R STUB AER TRM 25 P | PCE | 1 | 341.16
80611321805 | 328-MTA/RES AERIAL TERM EMPTY | PCE | 4 | 113.92
80611307341 | ID 10PR UNPR. 4FT-AIRCORE - CL | PCE | 24 | 88.98
80611307473 | ID 25PR UNPR. 4FT-AIRCORE - CL | PCE | 12 | 215.84
80611312200 | 530-PI-10-TR/RES AER TRM W/10P | PCE | 1 | 238.4
80611312226 | 530-PI-50-TR/RES AER TRM.5X30 | PCE | 1 | 512.38
80611314552 | SLFT-530-D-1A-06-EPAA FO TRM.6 SCAPC EXT | PCE | 1 | 558.1
80611314560 | SLFT-530-D-1A-08-EPAA FO TRM.8 SCAPC EXT | PCE | 1 | 644.74
80611314578 | SLFT-530-D-1A-12-EPAA FO TRM.1 | PCE | 1 | 720.72
80611316532 | SLIC-ES/7TC/E SLIC CLOS.7" RES | PCE | 5 | 65.54
80611318082 | SLIC-2.2X19-RES/VZ/4462 AER CL | PCE | 4 | 68.08
80610416242 | BB6X26-SB/2DC-LHS | PCE | 1 | 239.26
80611333586 | FDST-08-A-04-C-04-0150 FDST | PCE | 1 | 437.82
80610761373 | 2183-UHB UNIVERSAL HANGER BRACKET KIT | PCE | 1 | 85.52
80610859912 | 2523 LARGE FIBER SPLICE ORGANIZER TRAY | PCE | 2 | 47.52
80611127624 | 8100YS NPFG CONNECTOR ST SM HOT MELT | PCE | 60 | 15.8
80611147754 | 8981-8882/HIGHGEL RIGID BODY CLOSURE KIT | PCE | 10 | 97.04
80611326226 | 8800 NPC SC SM PLUG 250/900UM W/ TOOL | PCE | 60 | 19.64
80610156129 | 4462 SHIELD CONNECTOR | PCE | 500 | 2.08
80610414866 | 4460-D SHIELD CONNECTOR | PCE | 100 | 2.12
80610759559 | 2183 (4inX100ft 3.0 MIL) E-Z WRAP | PCE | 12 | 16.36
80610938187 | 88T-0.75X60 (3/4"X60') VINYL TAPE | PCE | 100 | 7.06
80611009228 | 88T-0.75X36 (3/4"X36') VINYL TAPE (180) | PCE | 180 | 5
80611009236 | 88T-25 (1"X36') VINYL TAPE (144) | PCE | 144 | 6
80611127533 | 6100W CONN ST MM HOT MELT WHITE BOOT | PCE | 60 | 11.64
80611127541 | 6100B CONN ST MM HOT MELT BLACK BOOT | PCE | 60 | 12.26
80611127574 | 6300W CONN SC MM HOT MELT WHITE BOOT | PCE | 60 | 12.26
80611166036 | 8882 High Gel re-ent. Encapsulant 90 ml | PCE | 10 | 30.74
80611166069 | 8882 High Gel re-ent. Encapsulant 292 ml | PCE | 10 | 32.74
80611326267 | 8800-APC/FS NPC SCAPC SM FLAT SPLC WTOOL | PCE | 60 | 22.58
80611326275 | 8800-APC/AS NPC SC SM ANGLE SPL WTOOL | PCE | 60 | 21.9
FQ100068201 | N501489A BPEO-1 EVOL EDP 12 PAS | PCE | 90 | 168.16
FQ100068284 | K7 TRAY-1 SLOT-UNI ZONE-12 | PCE | 20 | 5.36
FQ100078903 | BPEO ECAM D20 ROUND | PCE | 5 | 45.68
80611166077 | 8882 High Gel re-ent. Encapsulant 1648ml | PCE | 2 | 134.86
80050045048 | VM22x10 (22" X10') VINYL MASTIC TAPE | PCE | 1 | 208.64
80610063127 | 4460-S SHIELD CONNECTOR W/INSERT SHOE | PCE | 100 | 2.34
80610067060 | 898307 RIGID BODY CLOSURE KIT W/4407 CO | PCE | 10 | 177.8
80610067094 | 8986-07 RIGID BODY CLOSURE KIT W/4407 CO | PCE | 1 | 1269.54
80610109920 | 8984-07 RIGID BODY CLOSURE KIT W/4407 CO | PCE | 1 | 283
80610281406 | 2181-B FO DOUBLE BUTT ADAPTER KIT | PCE | 1 | 101.24
80610414940 | SLIC-2.2X19 AERIAL CLOSURE KIT (2DC) | PCE | 1 | 64.36
80611008840 | 2178-LS/FR LARGE FIRE RETARD, FO CASE | PCE | 1 | 707.28
80611486673 | 2178-XL-8G 2178 XL FIBER SPLICE CLOSURE | PCE | 1 | 1302.92
80611486749 | 2178-XSB-EG-1T F/O SPLICE CLOSURE GND 1 | PCE | 1 | 327.72
80611486814 | 2181-LS/SPLIT SPLIT CABLE ADDITION KIT | PCE | 1 | 237.88
80611486582 | 2178-MLS LARGE FIBER OPTIC SPLICE CASE | PCE | 1 | 633.44
80611486855 | 2181-XL/CAK CABLE ADDITION KIT | PCE | 1 | 922.72
80611486665 | 2178-XL FIBER OPTIC SPLICE CASE | PCE | 1 | 1447.66
80611486681 | 2178-XLB-B-02-01G-30N-0N 2178-XLB FOCLOS | PCE | 1 | 368.14
80611486723 | 2178-XSB-B-02-01G-30N-0N FO CLOS 1-2532 | PCE | 1 | 333.96
80611487804 | SLIC 2.6X29 N-RES AERIAL CLOSURE KIT | PCE | 1 | 74.82
80611487366 | SLIC 3.6X33-RES-N AERL CLOSURE KIT | PCE | 1 | 88.2
80611487820 | SLIC 2.6X29-BA/SES-N AERIAL CLOSURE KIT | PCE | 4 | 93.4
80611622335 | 8700-AT/APC/C CRIMPLOK+ SC/APC | PCE | 120 | 26.34
80611622749 | SLFC-533-NTS-1A SLIC 533 F/O TAUT SHEATH | PCE | 1 | 269.44
80611622624 | SLIC 5.6X33-BA/SES-N AERIAL CLOSURE KIT | PCE | 1 | 152.8
80610327720 | 4462-FN SHIELD CONNECTOR | PCE | 500 | 3.5
80611166135 | 8882 High Gel re-ent. Encapsulant 781 ml | PCE | 4 | 68.86
80611046071 | LRE10K 2-TYPE F/O RE-ENTRY KIT | PCE | 1 | 44.74
80611333610 | FDST-08-A-04-C-04- 1000 TONABLE | PCE | 1 | 949.22
80611333628 | FDST-08-A-04-C-04-1500 FDST | PCE | 1 | 1320
80611333636 | FDST-08-A-04-C-04-2000 FDST | PCE | 1 | 1631.38
80611486624 | 2178-S+81 2178-S F/O SPLICE CASE, 2181, | PCE | 1 | 564.08
80611622681 | SLFC-533-NSP-0X SLIC 533 F/O CLOSURE NO | PCE | 1 | 250.32
80611381486 | ECAM-FD-A-F-F-0450-A FDDROP SCABOTH 450' | PCE | 1 | 469.6
80611384274 | ECAM-18MM-S-ACT 18MMECAM ARM KIT | PCE | 5 | 74.82
80611333578 | ECAM-FD-A-N-C-1500 ECAM DROP | PCE | 1 | 942.68
80611329550 | 2541-144-MF-12RF 2541 FO SPLTRAY 144 MAS | PCE | 2 | 27.72
JE6E608QE8-NB002F | EDGE8 JMPR MTP8/ MTP8 8F OM4 2F | PCE | 1 | 368.94
80610859250 | 2521-F FUSION SPLICE INSERT 2-PACK | PK | 12 | 15.7
80610859904 | 2522 SMALL FIBER SPLICE ORGANIZER TRAY | PCE | 2 | 41.82
DMA2F1FDD1NC050F0B | A2 PLAPC050FEVOLV® TERMINAL STUB | PCE | 24 | 129.3
DMA2F1FDD1NC050F0P | A2 PLAPC050FEVOLV® TERMINAL STUB | PCE | 1 | 135.38
DMA2F1FDD1NC050F0Z | A2 PLAPC050FEVOLV® TERMINAL STUB | PCE | 1 | 135.38
DMA2F1FDD1NC100F0B | EVOLV® TERMINAL STUBA2 PLAPC100F | PCE | 15 | 144.72
DMA2F1FDD1NC100F0P | A2 PLAPC100FEVOLV® TERMINAL STUB | PCE | 1 | 151.56
DMA2F1FDD1NC100F0Z | A2 PLAPC100FEVOLV® TERMINAL STUB | PCE | 1 | 151.56
DMA2F1FDD1NC100M0B | EVOLV® TERMINAL STUBA2 PLAPC100M | PCE | 2 | 202.84
DMA2F1FDD1NC150M0B | A2 PLAPC150MEVOLV® TERMINAL STUB | PCE | 6 | 246.44
DMA2F1FDD1NC200F0P | A2 PLAPC200FEVOLV® TERMINAL STUB | PCE | 1 | 178.44
DMA2F1FDD1NC200F0Z | A2 PLAPC200FEVOLV® TERMINAL STUB | PCE | 1 | 178.44
DMA2F1FDD1NC300F0P | A2 PLAPC300FEVOLV® TERMINAL STUB | PCE | 1 | 207.14
DMA2F1FDD1NC300F0Z | A2 PLAPC300FEVOLV® TERMINAL STUB | PCE | 1 | 207.14
DMA2F1TDD1NC050F0B | A2 PLAPC050FEVOLV® TERMINAL STUB | PCE | 18 | 131.52
DMA2F1TDD1NC050F0P | A2 PLAPC050FEVOLV® TERMINAL STUB | PCE | 1 | 137.7
DMA2F1TDD1NC100F0B | A2 PLAPC100FEVOLV® TERMINAL STUB | PCE | 13 | 149.16
DMA2F1TDD1NC100F0P | A2 PLAPC100FEVOLV® TERMINAL STUB | PCE | 1 | 156.22
DMA2F1TDD1NC200F0B | A2 PLAPC200FEVOLV® TERMINAL STUB | PCE | 10 | 179.18
DMA2F1TDD1NC200F0P | A2 PLAPC200FEVOLV® TERMINAL STUB | PCE | 1 | 187.74
DMA2F1TDD1NC300F0B | A2 PLAPC300FEVOLV® TERMINAL STUB | PCE | 6 | 210.96
DMA2F1TDD1NC300F0P | A2 PLAPC300FEVOLV® TERMINAL STUB | PCE | 1 | 221.1
DMA4F1FDD1NC050F0B | A4 PLAPC050FEVOLV® TERMINAL STUB | PCE | 24 | 154.22
DMA4F1FDD1NC050F0P | A4 PLAPC050FEVOLV® TERMINAL STUB | PCE | 1 | 161.52
DMA4F1FDD1NC050M0P | EVOLV 4F DIEL,050M | PCE | 1 | 192.96
DMA4F1FDD1NC100F0B | A4 PLAPC100FEVOLV® TERMINAL STUB | PCE | 15 | 169.62
DMA4F1FDD1NC100F0P | A4 PLAPC100FEVOLV® TERMINAL STUB | PCE | 1 | 177.7
DMA4F1FDD1NC100F0Z | A4 PLAPC100FEVOLV® TERMINAL STUB | PCE | 1 | 177.7
DMA4F1FDD1NC200F0B | A4 PLAPC200FEVOLV® TERMINAL STUB | PCE | 12 | 195.24
DMA4F1FDD1NC200F0P | A4 PLAPC200FEVOLV® TERMINAL STUB | PCE | 1 | 204.58
DMA4F1FDD1NC200F0Z | A4 PLAPC200FEVOLV® TERMINAL STUB | PCE | 1 | 204.58
DFA2F1TDD1M1300F0P | A2 PLAPC300FEVOLV® TERM OPTITIP® STUB | PCE | 1 | 664.32
DFA4F1FDD1M1050F0P | EVOLV 4F DIEL,050F | PCE | 1 | 481.3
DFA4F1FDD1M1100F0B | A4 PLAPC100FEVOLV® TERM OPTITIP® STUB | PCE | 15 | 446.58
DFA4F1FDD1M1100F0P | EVOLV 4F DIEL,100F | PCE | 1 | 501.24
DFA4F1FDD1M1200F0P | EVOLV 4F DIEL,200F | PCE | 1 | 541.1
DFA4F1FDD1M1300F0P | EVOLV 4F DIEL,300F | PCE | 1 | 685.3
DFA4F1TDD1M1050F0P | EVOLV 4F TONE,050F | PCE | 1 | 484.16
DFA4F1TDD1M1100F0B | A4 PLAPC100FEVOLV® TERM OPTITIP® STUB | PCE | 13 | 451.68
DFA4F1TDD1M1100F0P | EVOLV 4F TONE,100F | PCE | 1 | 506.98
DFA4F1TDD1M1200F0P | EVOLV 4F TONE,200F | PCE | 1 | 552.56
DFA4F1TDD1M1300F0P | EVOLV 4F TONE,300F | PCE | 1 | 702.5
DFA6F1FDD1M1100F0B | A6 PLAPC100FEVOLV® TERM OPTITIP® STUB | PCE | 15 | 523.88
DFA6F1FDD1M1100F0P | EVOLV 6F DIEL,100F | PCE | 1 | 588.2
DFA6F1FDD1M1300F0P | EVOLV 6F DIEL,300F | PCE | 1 | 781.24
DFA6F1TDD1M1050F0P | EVOLV 6F TONE,050F | PCE | 1 | 568.9
DFA6F1TDD1M1100F0B | A6 PLAPC100FEVOLV® TERM OPTITIP® STUB | PCE | 13 | 528.98
DFA6F1TDD1M1100F0P | EVOLV 6F TONE,100F | PCE | 1 | 593.94
DFA6F1TDD1M1200F0P | EVOLV 6F TONE,200F | PCE | 1 | 644.02
DFA6F1TDD1M1300F0P | EVOLV 6F TONE,300F | PCE | 1 | 798.44
DFA8F1FDD1M1050F0B | A8 PLAPC050FEVOLV® TERM OPTITIP® STUB | PCE | 18 | 590.48
DFA8F1FDD1M1100F0B | A8 PLAPC100FEVOLV® TERM OPTITIP® STUB | PCE | 15 | 611.96
DFA8F1FDD1M1200F0P | EVOLV 8F DIEL,200F | PCE | 1 | 735.64
DFA8F1TDD1M1100F0B | A8 PLAPC100FEVOLV® TERM OPTITIP® STUB | PCE | 13 | 622.16
DFA8F1TDD1M1100F0P | EVOLV 8F TONE,100F | PCE | 1 | 698.76
DFA8F1TDD1M1300F0P | EVOLV 8F TONE,300F | PCE | 1 | 922.7
DFATF1FDD1M1100F0B | AT PLAPC100FEVOLV® TERM OPTITIP® STUB | PCE | 9 | 777.82
DFATF1TDD1M1100F0B | AT PLAPC100FEVOLV® TERM OPTITIP® STUB | PCE | 7 | 783.8
DFB6F1TDD1M1100F0P | EVOLV 12F TONE,100F | PCE | 1 | 880.6
DMA2F1FDD1NC010M0P | EVOLV 2F DIEL,010M | PCE | 1 | 131.64
DMA6F1TDD1NC050F0B | A6 PLAPC050FEVOLV® TERMINAL STUB | PCE | 16 | 205
DMA6F1TDD1NC050F0P | A6 PLAPC050FEVOLV® TERMINAL STUB | PCE | 1 | 214.84
DMA6F1TDD1NC100F0B | A6 PLAPC100FEVOLV® TERMINAL STUB | PCE | 13 | 224.36
DMA6F1TDD1NC100F0P | EVOLV 6F TONE,100F | PCE | 1 | 235.18
DMA6F1TDD1NC200F0B | A6 PLAPC200FEVOLV® TERMINAL STUB | PCE | 9 | 257.86
DMA6F1TDD1NC200F0P | EVOLV 6F TONE,200F | PCE | 1 | 270.34
DMA6F1TDD1NC300F0B | A6 PLAPC300FEVOLV® TERMINAL STUB | PCE | 6 | 293.1
DMA6F1TDD1NC300F0P | EVOLV 6F TONE,300F | PCE | 1 | 307.34
DMA8F1FDD1NC050F0B | A8 PLAPC050FEVOLV® TERMINAL STUB | PCE | 18 | 250.5
DMA8F1FDD1NC100F0B | A8 PLAPC100FEVOLV® TERMINAL STUB | PCE | 15 | 269.18
DMA8F1FDD1NC100F0Z | A8 PLAPC100FEVOLV® TERMINAL STUB | PCE | 1 | 282.2
DMA8F1FDD1NC200F0B | A8 PLAPC200FEVOLV® TERMINAL STUB | PCE | 11 | 301.34
DMA8F1FDD1NC200F0Z | A8 PLAPC200FEVOLV® TERMINAL STUB | PCE | 1 | 315.98
DMA8F1FDD1NC300F0Z | A8 PLAPC300FEVOLV® TERMINAL STUB | PCE | 1 | 351.54
DMA8F1MLD1NC050F0P | A8 PLAPC050FEVOLV® TERMINAL STUB | PCE | 1 | 270.64
DMA8F1MLD1NC100F0P | A8 PLAPC100FEVOLV® TERMINAL STUB | PCE | 1 | 298.28
DMA8F1TDD1NC050F0B | A8 PLAPC050FEVOLV® TERMINAL STUB | PCE | 16 | 254.92
DMA8F1TDD1NC050F0P | A8 PLAPC050FEVOLV® TERMINAL STUB | PCE | 1 | 267.26
DMA8F1TDD1NC100F0B | A8 PLAPC100FEVOLV® TERMINAL STUB | PCE | 13 | 278.04
DMA8F1TDD1NC100F0P | EVOLV 8F TONE,100F | PCE | 1 | 291.52
DMA8F1TDD1NC100F0Z | A8 PLAPC100FEVOLV® TERMINAL STUB | PCE | 1 | 291.52
DMA8F1TDD1NC200F0B | A8 PLAPC200FEVOLV® TERMINAL STUB | PCE | 9 | 319.06
DMA8F1TDD1NC200F0P | EVOLV 8F TONE,200F | PCE | 1 | 334.58
DMA8F1TDD1NC300F0B | A8 PLAPC300FEVOLV® TERMINAL STUB | PCE | 6 | 361.82
DMA8F1TDD1NC300F0P | EVOLV 8F TONE,300F | PCE | 1 | 379.46
DMATF1FDD1NC050F0B | AT PLAPC050FEVOLV® TERMINAL STUB | PCE | 9 | 352.22
DMATF1FDD1NC100F0B | AT PLAPC100FEVOLV® TERMINAL STUB | PCE | 9 | 374.36
DMATF1FDD1NC100F0P | AT PLAPC100FEVOLV® TERMINAL STUB | PCE | 1 | 392.62
DMATF1FDD1NC200F0B | AT PLAPC200FEVOLV® TERMINAL STUB | PCE | 6 | 413.44
DMA4F1FDD1NC300F0B | A4 PLAPC300FEVOLV® TERMINAL STUB | PCE | 8 | 222.58
DMA4F1FDD1NC300F0P | A4 PLAPC300FEVOLV® TERMINAL STUB | PCE | 1 | 233.28
DMA4F1FDD1NC300F0Z | A4 PLAPC300FEVOLV® TERMINAL STUB | PCE | 1 | 233.28
DMA4F1MLD1NC050F0P | A4 PLAPC050FEVOLV® TERMINAL STUB | PCE | 1 | 173
DMA4F1TDD1NC050F0B | A4 PLAPC050FEVOLV® TERMINAL STUB | PCE | 18 | 156.42
DMA4F1TDD1NC050F0P | A4 PLAPC050FEVOLV® TERMINAL STUB | PCE | 1 | 163.84
DMA4F1TDD1NC100F0B | A4 PLAPC100FEVOLV® TERMINAL STUB | PCE | 13 | 174.06
DMA4F1TDD1NC100F0P | A4 PLAPC100FEVOLV® TERMINAL STUB | PCE | 1 | 182.36
DMA4F1TDD1NC200F0B | A4 PLAPC200FEVOLV® TERMINAL STUB | PCE | 10 | 204.08
DMA4F1TDD1NC200F0P | EVOLV 4F TONE,200F | PCE | 1 | 213.88
DMA4F1TDD1NC300F0B | A4 PLAPC300FEVOLV® TERMINAL STUB | PCE | 6 | 235.86
DMA4F1TDD1NC300F0P | EVOLV 4F TONE,300F | PCE | 1 | 247.24
DMA6F1FDD1NC010M0P | A6 PLAPC010MEVOLV® TERMINAL STUB | PCE | 1 | 208.16
DMA6F1FDD1NC020M0P | A6 PLAPC020MEVOLV® TERMINAL STUB | PCE | 1 | 218.14
DMA6F1FDD1NC050F0B | A6 PLAPC050FEVOLV® TERMINAL STUB | PCE | 18 | 202.8
DMA6F1FDD1NC050F0P | A6 PLAPC050FEVOLV® TERMINAL STUB | PCE | 1 | 212.52
DMA6F1FDD1NC050F0Z | A6 PLAPC050FEVOLV® TERMINAL STUB | PCE | 1 | 212.52
DMA6F1FDD1NC050M0P | A6 PLAPC050MEVOLV® TERMINAL STUB | PCE | 1 | 248.1
DMA6F1FDD1NC100F0B | A6 PLAPC100FEVOLV® TERMINAL STUB | PCE | 15 | 219.92
DMA6F1FDD1NC100F0P | A6 PLAPC100FEVOLV® TERMINAL STUB | PCE | 1 | 230.52
DMA6F1FDD1NC100F0Z | A6 PLAPC100FEVOLV® TERMINAL STUB | PCE | 1 | 230.52
DMA6F1FDD1NC100M0P | A6 PLAPC100MEVOLV® TERMINAL STUB | PCE | 1 | 299.82
DMA6F1FDD1NC150M0P | A6 PLAPC150MEVOLV® TERMINAL STUB | PCE | 1 | 351.58
DMA6F1FDD1NC200F0B | A6 PLAPC200FEVOLV® TERMINAL STUB | PCE | 11 | 249.02
DMA6F1FDD1NC200F0P | A6 PLAPC200FEVOLV® TERMINAL STUB | PCE | 1 | 261.04
DMA6F1FDD1NC200F0Z | A6 PLAPC200FEVOLV® TERMINAL STUB | PCE | 1 | 261.04
DMA6F1FDD1NC300F0B | A6 PLAPC300FEVOLV® TERMINAL STUB | PCE | 8 | 279.82
DMA6F1FDD1NC300F0P | A6 PLAPC300FEVOLV® TERMINAL STUB | PCE | 1 | 293.38
DMA6F1FDD1NC300F0Z | A6 PLAPC300FEVOLV® TERMINAL STUB | PCE | 1 | 293.38
SPH-01P-CLRDR | SINGLE PANEL HOUSING W/ CLEAR DOOR | PCE | 1 | 116.8
CCH-CP12-LG-P03SH | CCH 12F PNL LCDUP SL K-NK 3M OM4 PIGTAIL | PCE | 1 | 720.44
EHC-BKT-WALL | EvolvTM HC Terminal Bracket, Wall/Pole | BX | 1 | 635.74
D14801EB49R007F-P | 1F ROCFDRP PUSHLOK/INLINE-OPT 7F | PCE | 1 | 188.08
D14801EB49R007F | 1F ROCFDRP PUSHLOK/INLINE-OPT 7F | PCE | 30 | 180.36
CCH-CS24-AF-P00RJ | CCH SPL CASS, 24F, LC-SHUT APC, OS2, RIB | PCE | 1 | 1458.6
CCH-CP24-AY | CCH PANEL W/12 LC-DP SHUTTER L-GRN MM | PCE | 1 | 288.76
CH148C524B3-C4001B | CCH-01U 48F LCDUP APC 125M SST RIBB STUB | PCE | 1 | 3519.58
EDGE-CS12-DH-P00QE | EDGE SPLC CASS LC DUP OR OM4 250UM | PCE | 1 | 806.64
WMO-CP04-LB-35 | WMO PNL 4F LC DUP KEY/N-KEY GREEN, BEIGE | PCE | 1 | 55.94
WMO-CP04-LA-35 | WMO PNL 4F LC DUP KEY/N-KEY RED,BEIGE | PCE | 1 | 55.94
EHC-BKT-HH | EVOLV tm HC TERMINAL BRACKET, HANDHOLE-M | BX | 1 | 68
CCH-CP96-Q2 | CCH PANEL W/8 MTP RED SM | PCE | 1 | 428.06
HFC-FURC-KIT-6912 | 6912 TO 432 RIBBON BREAKOUT KIT | PCE | 1 | 289.72
EHC-BKT-STRAND | EvolvTM HC Terminal Bracket,Strand-Mount | BX | 1 | 217.14
CCH-CS12-AB-P00KE | CCH SPLC CASS, 12F,LC-Dup SHTR OM1, 900 | PCE | 1 | 735.92
CH148P024B3-C4001B | CCH-01U 48F LCDUP APC 230M SST RIBB STUB | PCE | 1 | 4225.86
CCH-CP24-AE-P03RJ | CCH PANEL 24F LC UPC DUP SM BLU & 3M RIB | PCE | 1 | 1505.08
WMO-CP02-BM-85 | WMO PNL 2F LC DUP, CER, SLA, WHITE | PCE | 1 | 29.96
CMM-MM72-9393Q | MESH MODULE MM MTP/MTP 6X6 | PCE | 1 | 6740.5
EDGE-BRP-01U-DB-10 | 1U BLANK OUT PANEL 10 PACK,BLACK | PCE | 1 | 254.94
XD-02U-PT | XDHSG 02U 288F LCUPC SM RIBB PTLS 1-TRAY | PCE | 1 | 6274.28
PR4E43112A9-88002B | PCH 4U 144F LCDUP 2-31M PLEN MIC STB | PCE | 1 | 9867.96
CCH-CS12-DC-P00QE | CCH SPLC CASS 12F LC-DUP,RED,OM4 SHTR SC | PCE | 1 | 654.84
CCH-CS12-DD-P00QE | CCH SPLC CASS 12F LC-DUP,YL,OM4, SHTR SC | PCE | 1 | 654.84
CCH-CS12-DH-P00QE | CCH SPLC CASS 12F LC-DUP,OR,OM4, SHTR SC | PCE | 1 | 654.84
WLLAP-BEBEE4E4 | WLL 1-GANG ANG WH 4-PORT PRE-LOAD | PCE | 10 | 121.96
CCHCP-BBB111 | CCH PANEL 12F LC DUP NKEY 3-AQ 3-BL ADPT | PCE | 1 | 164.68
EG2U8A012AE-Q8001C | EDG 2U 288F LCUPC 100M RTB RIB PLEN STB | PCE | 1 | 35816.74
CCH-CS24-DD-P00RE | CCH SPLC CASS 24F LC YL SHTR OS2 250UM | PCE | 1 | 1207.76
CCH-CS12-BP-P00TE | CCH SPLC CASS 12F LC-DUP,WH,OM3 SF SPLC | PCE | 1 | 643.18
SCA-KT-DROP-CBL-HDWR-10 | ASSY, SCA DROP PORT CABLE HARDWARE 10 P | PCE | 1 | 108.52
HFC-FURC-KIT-H | 864F TO 288F FURCATION BREAKOUT KIT | PCE | 1 | 225.02
EDGE-01U-ERGKIT-10 | EDGE-01U EXT ROUTING GUIDES – PACK OF 10 | PCE | 1 | 129.32
EDGE-02U-ERGKIT-10 | EDGE-02U EXT ROUTING GUIDES – PACK OF 10 | PCE | 1 | 172.4
EDGE-04U-ERGKIT-10 | EDGE-04U EXT ROUTING GUIDES – PACK OF 10 | PCE | 1 | 344.84
XD-06U-PT | XDHSG 06U 864F LCUPC SM RIBB PTLS 3-TRAY | PCE | 1 | 14850
02-057298-001 | IBC Brand Cleaner MDC | PCE | 1 | 250.26
ADP-DLC0-CCPRF-CLS | ADPT,LC DUP,CP/CR,ROSE/NA,RF/MT,CCS | PCE | 50 | 22.02
CH1489124B3-C4001B | CCH-01U, 48F LCDUP APC 91M SST RIBB STUB | PCE | 1 | 3557.84
WLL-KV-BF | WLL KEYSTONE, IVORY, LC, SM, BLACK | PCE | 10 | 33.86
CCH-CS24-DC-P00QE | CCH SPL CASS,24F,LC-DP SHUTTER,OM4,250UM | PCE | 1 | 1281.6
CCH-CS24-AE-P00QE | CCH SPLC CASS 24F LC BL SHTR OM4 250um | PCE | 1 | 1165.16
MOB-0244FD250FW-Z | 2F MP TERM SCA326/X 250F | PCE | 1 | 225.9
MOB-0244FDA00FW-Z | 2F MP TERM SCA326/X 1000F | PCE | 1 | 438.16
MOB-0244FDF00FW-Z | 2F MP TERM SCA326/X 1500F | PCE | 1 | 588.02
MOB-0244FD500FW-Z | 2F MP TERM SCA326/X 500F | PCE | 1 | 289.96
MOB-0244FD750FW-Z | 2F MP TERM SCA326/X 750F | PCE | 1 | 364.06
MOB-0244FDC50FW-Z | 2F MP TERM SCA326/X 1250F | PCE | 1 | 513.92
JA9A924GPH-NA016M | ADV OPT JMPR MTP-F/F 24F SM UNIV 16M | PCE | 1 | 1028.48
EDGE-CS12-DD-P00RE | EDGE SPLC CASS LC DUP YE SM SHUT | PCE | 1 | 806.64
CCH-RM24-A9-P08RH | CCH MOD 24F LC UPC SM DUP 8M PGTL MIC | PCE | 1 | 1301.94
2178-2PG-R-1.4 | 2178 2PG 1.4" OD 2X10.8-11.3mm | PCE | 5 | 54.54
CCH-CP06-AD | CCH PANEL W/3 LC-DP SHUTTER AQUA MM | PCE | 1 | 82.2
CCH-CS06-AE-P00RE | CCH SPL CASS,06F,LC-DP SHUTTER,OS2,250UM | PCE | 1 | 427.72
CCH-CPE4-Q5 | CCH PANEL W/12 MTP ORANGE SM | PCE | 1 | 632.72
CCH-04U-FL | CLOSET CONN HOUSING, 4U (F/12 PANELS)WHT | PCE | 1 | 690.36
CCH-CP12-LL-P03SH | CCH 12F PNL LCDUP BR K-NK 3M OM4 PIGTAIL | PCE | 1 | 720.44
CH148Q524B3-C4001B | CCH-01U, 48F LCDUP APC 245M SST RIBB STU | PCE | 1 | 4288.2
CCH-CS24-DH-P00TE | CCH SPL CASS,24F,LC-DP SHUTTER,OM3,250UM | PCE | 1 | 1182.08
WMO-CP04-BK-85 | WMO PNL, 4F LC DUP NON-KEY ORANGE, WHITE | PCE | 1 | 55.94
SFB-03U | SUB FLOOR BOX, 03U | PCE | 1 | 1086.02
WLLAC-LKLDLF | WLL,1GANG,WH,STR,3 PORT,PRE-LOAD, K/NK | PCE | 10 | 103.52
WLLAC-LHLGLE | WLL,1GANG,WH,STR,3 PORT,PRE-LOAD, K/NK | PCE | 10 | 103.52
WLLAE-LKLHLDLFLGLE | WLL,1GANG,WH,STR,6 PORT,PRE-LOAD, K/NK | PCE | 10 | 202.52
TKT-RIBBONIZE | RIBBONIZING CONSUMABLES KIT | PCE | 1 | 315.34
HA90420GPH-KB010M | HAR PN 20F 1MTP-F/10LCDup-UPC OS2 B 10M | PCE | 1 | 1937.04
CCH-CP12-AE-P03RH | CCH PANEL W/6 LCDUP UPC SHUT,3M OS2 PGTL | PCE | 1 | 751.84
CCH-CP12-DD | CCH PANEL W/6 LC-DP SHUTTER YELLOW SM | PCE | 1 | 186.14
WLLAE-LBLBLBLBLBLB | WLL,1 GANG, WH, STR, 6 PORT, PRE-LOAD | PCE | 10 | 202.52
WLLAE-LGLGLGLGLGLG | WLL,1 GANG, WH, STR, 6 PORT, PRE-LOAD | PCE | 10 | 202.52
WLLAE-LLLLLLLLLLLL | WLL,1 GANG, WH, STR, 6 PORT, PRE-LOAD | PCE | 10 | 202.52
CCH-CP12-AB-P03KH | CCH PNL 12 LCDUP OM1 PGTL 3M BGE SHTR | PCE | 1 | 664.02
CCH-CP12-DE | CCH PANEL W/6 LC-DP SHUTTER BR SM | PCE | 1 | 186.14
CCH-CP12-DK | CCH PANEL W/6 LC-DP SHUTTER ROSE SM | PCE | 1 | 186.14
WLLAE-BKBKBKBEBEBE | WLL,1GANG,WH,STR,6 PORT,PRE-LOAD | PCE | 1 | 202.68
WLLAE-LGLLLFLHLHLK | WLL 1-GANG WH STR 6-PORT LC DUP K/NK | PCE | 10 | 182.26
WLLAB-LELA | WALL-PLATE OUTLET, 2 PORT, STRAIGHT, LC | PCE | 10 | 63.46
WLLAE-LHLHLHLHLHLH | WLL,1GANG,WH,STR,6 PORT,PRE-LOAD, K/NK | PCE | 10 | 182.26
WLLAE-LFLFLFLKLKLK | WLL,1GANG,WH,STR,6 PORT,PRE-LOAD, K/NK | PCE | 10 | 182.26
CCH-CS-PST | CCH SPLICE CASSETTE, PASSTHROUGH | PCE | 1 | 228.22
WLLAB-LBLB | WALL-PLATE OUTLET, 2 PORT, STRAIGHT, LC | PCE | 10 | 63.46
CCH-CS24-DJ-P00TE | CCH SPL CASS,24F,LC-DP SHUTTER,OM3,250UM | PCE | 1 | 1170.26
SCF-6C28-01-F-192-288 | SCF-6C28-01-F W/4 SCF-ST-077 SPLICE TRAY | PCE | 1 | 831.86
SCF-6C22-01-F-96-144 | SCF-6C22-01-F W/4 116 SPLICE TRAYS | PCE | 1 | 742.1
DFA2F1FDD1M1200F0P | EVOLV 2F DIEL,200F | PCE | 1 | 502.92
DFA2F1TDD1M1050F0P | A2 PLAPC050FEVOLV® TERM OPTITIP® STUB | PCE | 1 | 445.98
EG2U85012AE-Q8001C | EDG 2U 288F LCUPC 50M RTB RIB PLEN STB | PCE | 1 | 27690.96
WLLAP-E4LKE4LK | WLL,1 GANG,WH, ANG, 4 PORT, PRE-LOAD | PCE | 10 | 121.92
CCHCL-3112731127 | CCH PANEL LC DUP KEY-NKEY MIXED ADPT | PCE | 1 | 343.56
CCH-CS24-BM-P00TE | CCH SPLC CASS 24F LCDUP SL OM3 SF SPLC | PCE | 1 | 1174.24
CC4E49012H3TU4001A | CLSSC-04U 144F ST OM3 90M ALTOS STB | PCE | 1 | 19583.96
WLLAE-LFLBLGLB00LE | WLL 1-GANG WH STR 6-PORT LC DUP K/NK | PCE | 10 | 170.44
WLLAE-LFLMLL0000LP | WLL 1-GANG WH STR 6-PORT LC DUP K/NK | PCE | 10 | 137.96
PC2TDAFG5LCAA2FA2PADQ | ODF 19" LT MNGR 7’ DR, SD,N/RR PNLS PF | PCE | 1 | 7475.88
CH472F512H3TUF001D | CCH-04U 72F ST OM3 155M FREEDM LT | PCE | 1 | 14763.66
WLLAC-K9K5KD | WLL OUTLET, 3 PORT STRAIGHT, LC DUP KEY | PCE | 10 | 95.08
CCH-CS12-AE-P00TE | CCH SPLC CASS 12F LC-DUP,BLU,OM3 SHTR SC | PCE | 1 | 712.32
CCH-CS12-DC-P00TE | CCH SPLC CASS 12F LC-DUP,RED,OM3 SHTR SC | PCE | 1 | 598.76
PF2TDAFG5LCANNNN2PADQ | ODF 19"LFT MNGR,STD,7’,N/DR,N/SD,N/RR PF | PCE | 1 | 6542.56
SPH-CS06-6C-P00RE | SPH, 6F SC Simplex SM APC, 2M 250UM PTL | PCE | 1 | 479.12
PF2QDJCG7ZDANNNN2PFWE | ODF,EG,DUAL,2200x1800x600,JMR,NO DOOR,PF | PCE | 1 | 7173.34
PWC24F5125TKUF001B | STB PWH-12P 24F ST OM1 MM 155m Freedm | PCE | 1 | 4975.06
CCH-CS12-AF-P00TE | CCH SPLC CASS 12F,LCDUP APC,OM3, SHUTR | PCE | 1 | 747.94
WMO-CP04-BM-85 | WMO PNL, 4F LC DUP NON-KEY SLATE, WHITE | PCE | 1 | 55.94
EDGE-CS12-DJ | EDGE SPLICE CASS LC DUP SM VIOLET SHTR | PCE | 1 | 268.66
WLLAP-BLBFBKBG | WLL 1GANG ANG WH 4-PORT PRE-LOAD LCDUP | PCE | 10 | 138.16
WLLAP-A9BEE4BM | WLL 1GANG ANG WH 4-PORT PRE-LOAD LCDUP | PCE | 10 | 124.96
WLLAP-BH00BP00 | WLL,1 GANG,WH, ANG, 4 PORT, LCUPC LOADED | PCE | 10 | 73.22
ETM8-80C-Q-R-FL-PREM | MOD PORT TAP EDGE8 MTP/MTP MM 80:20 FL | PCE | 1 | 4838.86
CH496F5125TKUF001B | CCH-04U 96F STUPC OM1 155M FREEDM STB | PCE | 1 | 16985.1
PWC72F512H3TUF001B | PWH-12P 72F STSX+ OM3 155M FREEDM STB | PCE | 1 | 15812.52
CCH-CPE4-N2 | CCH PANEL W/12 MTP RED SM | PCE | 1 | 632.72
CCH-CPE4-N1 | CCH PANEL W/12 MTP GREEN SM | PCE | 1 | 632.72
OSC-1-40-00-21 | OSC 12 SPL RIBBON FIBRLOK 2 CSM BLK 2SC | PCE | 10 | 87
WLLBG-BBAADDEEE55H | DOUBLE GANG 12 PORT STRAIGHT WLL PLATE | PCE | 10 | 389.56
EDGE-CS12-AE-P00RJ | EDGE splice cass, SM UPC RIBB CLSSC | PCE | 1 | 709.66
EDGE-CS12-AE-P00RU | EDGE splice cass, SM UPC RIBB UNVSL | PCE | 1 | 709.66
EDGE-CS12-AF-P00RE | EDGE splice cass, SM APC single fiber | PCE | 1 | 849.22
EDGE-CS12-AF-P00RJ | EDGE splice cass, SM APC RIBB CLSSC | PCE | 1 | 831.4
EDGE-CS12-AF-P00RU | EDGE splice cass, SM APC RIBB UNVSL | PCE | 1 | 831.4
EDGE-CS12-AF | EDGE SPLICE CASSETTE, LCAPC | PCE | 1 | 280.26
EDGE-CS12-AE | EDGE SPLICE CASSETTE, LCUPC | PCE | 1 | 275.46
EDGE-CS12-AD | EDGE SPLICE CASSETTE, LCPC | PCE | 1 | 225.74
CCH-RM24-B3-P03RJ | CCH RD MOD 24F LC APC DUP & 3M PGTLS RIB | PCE | 1 | 1437.84
EDGE-01U-FP | EDGE-01U FIXED TRAY, W/MTNG PLATE | PCE | 1 | 466.56
RIBFURKIT-EPX-AR | Kit- Ribbon Fanout, Suppl., 576F Armored | PCE | 1 | 459.58
SOC-MTPA-RBC-SMN | FUSELITE® MTP,ANGLE,NP,FANOUT,SM | PCE | 1 | 183.54
SOC-MTP-RBC-OM4N | FUSELITE® MTP,ANGLE,NP,FANOUT,OM4 | PCE | 1 | 178.72
WLLAE-E4E4E4E4E4E4 | WLL, 6 PORT, LC DUP, LOMMF | PCE | 10 | 153.2
RPX-SUSP-H1 | RPX Suspension/Tangent Clamp, Box of 10 | BX | 1 | 706.82
RPX-SUSP-H1NC | RPX Susp/Tang Clamp, Box of 10, NC | BX | 1 | 841.8
ECM-RM12-05-93Q | EDGE MOD 12F LCDUP/MTP OM4 | PCE | 1 | 598.24
37HP900162-006F | 6F PDCC MTPA/LCADUPU 6F | PCE | 1 | 1063.3
ED1-E4M12AF-0R0000 | EDGE PGTL HSG W/12 12F MOD LCAPC SF | PCE | 1 | 12543.64
WLLAN-E4E4 | 2 PORT SINGLE GANG ANGLED WHITE WALL PLT | PCE | 10 | 55.2
ECM-UM24-93-93Q | ADV OPT 2X3 MOD 24F MTP-M/MTP-M OM4 | PCE | 1 | 1756.42
ECM-UM48-93-93Q | ADV OPT 4X6 MOD 48F MTP-M/MTP-M OM4 | PCE | 1 | 2817.2
ADP-KDLC-CCARF-CLX | ADPT,LC DUP KXY,CP/CR,AQUA/LO,RF/MT,CCS | PCE | 1 | 23.52
ADP-KDLC-CCKRF-CLX | ADPT,LC DUP KXY,CP/CR,BRN/LO,RF/MT,CCS | PCE | 1 | 23.52
CCH-CP06-BE | CCH PANEL 6F LCDUP NON-KEYED, RED | PCE | 2 | 91.72
TRIGGER-BP-U-W | CCS LC UNIBOOT TRIGGER, WHITE | PCE | 1 | 0.68
WMO-CP04-LD-85 | WMO PNL, 4F LC DUP KEY/N-KEY YELLOW, WHI | PCE | 2 | 55.94
WMO-CP04-LH-85 | WMO PNL, 4F LC DUP KEY/N-KEY ORANGE, WHI | PCE | 2 | 55.94
RRP131312UPNMMS100F | RPDpass Riser 12F PMICRO MTPE/MTPE 100F | PCE | 1 | 487.06
CCH-CP12-BH | CCH PANEL W/6-LCUPC-DUP NON-KEYED GRN | PCE | 2 | 164.68
CCH-CP12-BG | CCH PANEL W/6-LCUPC-DUP NON-KEYED YLW | PCE | 2 | 164.68
WLL-KS-BH | WALLPLATE KEYSTONE, LC, SM, GREEN | PCE | 10 | 32.4
WLL-KS-BJ | WALLPLATE KEYSTONE, LC, SM, VIOLET | PCE | 10 | 32.4
SOC-TOOL-JCKT | FuseLite Jacket Tool | PCE | 1 | 231.82
ADP-DLC0-CCVRF-CLS | ADPT,LC DUP,CP/CR,VIOLET/NA,RF/MT,CCS | PCE | 50 | 18.3
95-400-03-BP-G | CLIP, SC DUPLEX, CORNING, GREEN | PCE | 1 | 3.78
EDGE-01U-EMOD | 1U EDGE low-profile bracket | PCE | 1 | 259.22
EDGE-EMOD-STRN | Strain relief bracket | PCE | 1 | 77.18
CCH-CS12-BE-P00RE | CCH SPL CASS, 12F, LC-DP, OS2, 250um | PCE | 1 | 655.38
CCH-CS12-BG-P00RE | CCH SPLC CASS, 12F, LC-Dup SM, SF SPLC | PCE | 1 | 650.9
CCH-CS24-BG-P00RE | CCH SPLC CASS, 24F, LC-Dup SM, SF SPLC | PCE | 1 | 1203.12
CCH-CS12-AF-P00RE | CCH SPLC CSS 12F LC-SHUT APC SM, SF SPLC | PCE | 1 | 962.56
CCH-CS12-AF-P00RJ | CCH SPLC CSS 12F LC-SHUT OS2 SM APC RIB | PCE | 1 | 962.56
CCH-CP12-BM | CCH PANEL W/6-LCUPC-DUP NON-KEYED SLATE | PCE | 2 | 164.68
CCH-CP12-BF | CCH PANEL W/6-LCUPC-DUP NON-KEYED BLACK | PCE | 2 | 164.68
MTS-F844NS000MW-P | MPRT SPLT TERM 1x8 STBLS LBL SCAPC | PCE | 1 | 399.64
WLL-KS-LK | WLL KEYSTONE, WH, LC, K-NK, VIOLET | PCE | 10 | 32.36
WLLAA-KD | WLL, 1 PORT STR LC DUP UPC SM KEY GRN | PCE | 10 | 35.86
CCH-CP12-BK | CCH PANEL W/6-LCUPC-DUP NON-KEYED ORN | PCE | 1 | 164.68
WLLAA-K5 | Wall-Plate Outlet, single port, straight | PCE | 10 | 35.86
ETM-5C-Q-R | MODULE PORT TAP EDGE MTP/MTP MM 50:50 | PCE | 1 | 6284.26
ETM-7C-Q-R | MODULE PORT TAP EDGE MTP/MTP MM 70:30 | PCE | 1 | 6598.48
WLL-KS-BM | WLL KEYSTONE, LC DUP SLATE | PCE | 10 | 32.4
CCH-CP12-BJ | CCH PANEL W/6-LCUPC-DUP NON-KEYED VLT | PCE | 2 | 164.68
PR4U83024A9-CF002B | STUB PCH-04U 288F LCUDUP 30M FREDM RIB | PCE | 1 | 16667.5
EDGE-CS12-AD-P00QE | EDGE splice cassette, 12f LC DUP MM, OM4 | PCE | 1 | 702.48
EDGE-CS12-AD-P00QU | EDGE splice cass, OM4 RIBB UNVSL | PCE | 1 | 684.66
EDGE-CS12-AE-P00RE | EDGE splice cass, SM UPC single fibre | PCE | 1 | 727.48
RIBFURKIT-ULT288 | Furcation kit - 288f Ultra ribbon | PCE | 1 | 409.56
SPH-01P-JMPR-BKT | JUMPER PROTECTION BRACKET SPH | PCE | 1 | 84.54
CCH2-DUST-KIT | CCH-02U, DUST PROOF KIT | PCE | 1 | 70.76
CCH3-DUST-KIT | CCH-03U, DUST PROOF KIT | PCE | 1 | 96.2
CCH4-DUST-KIT | CCH-04U, DUST PROOF KIT | PCE | 1 | 100.06
ECM-RM12-05-75Q | EDGE MOD 12F LCDUP/MTP OM4 | PCE | 1 | 598.24
SCF-KT-G82-6 | ASSY, SFC-8, 2-HOLE GND GROMMET KT 6.2MM | PCE | 5 | 46.8
MPF-0448M1R43F | 4 PORT, MULTIPORT FLEX, OPTITAP TO OPTIT | PCE | 8 | 472.2
37HP900162-030F | 6F PDCC MTPA/LCADUPU 30F | PCE | 1 | 1075.98
EDGE-10U-PRH | EDGE PANEL REPLICATION HOUSING | PCE | 1 | 1462.62
EDGE-BLNK-PRH | BLANK PANEL PRH | PCE | 1 | 56.36
EDGE-CP8B-PRH | EDGE PATCH PANEL EMOD | PCE | 1 | 138.06
EMOD-CP12-AF | EDGE PANEL,12F LC SHUTTERED,GREEN | PCE | 1 | 217.56
MPF-0848M1R43F | 8 PORT, MULTIPORT FLEX, OPTITAP TO OPTIT | PCE | 6 | 662.82
MPF-1248M1R43F | 12 PORT, MULTIPORT FLEX, OPTITAP TO OPTI | PCE | 6 | 843.06
CCH-CS12-AD-P00QE | CCH SPLC CASS, 12F, LC-D SHTR OM4, 250UM | PCE | 1 | 638.62
ECM-RM12-18-89G-ULL | EDGE CLASSIC MOD 12F LCADP/MTPm SM ULL | PCE | 1 | 689.02
ECM-UM12-18-89G-ULL | EDGE UNIV MOD 12F LCAPC/MTPAm SM ULL | PCE | 1 | 689.02
ECM-RM12-04-89G-ULL | EDGE CLASSIC MOD 12F LCDUP/MTPm SM ULL | PCE | 1 | 676.48
RRP131312UPNMMS500F | RPDpass Riser 12F PMICRO MTPE/MTPE 500F | PCE | 1 | 986.68
SCA-9T24-LRS-SP | SCA TERMINAL, SNAP 9T24, STD END CAP, SP | PCE | 1 | 714.1
SOC-HLD-CON-F | FUSELITE® CONN HOLDER FITEL | PCE | 1 | 732.36
ETM-8B-Q | MODULE PORT TAP EDGE MTP/LC MM 80:20 | PCE | 1 | 4189.52
CCH-CPE4-Q2 | CCH PANEL, W/12 MTP RED SM | PCE | 1 | 632.72
CCH-CPE4-Q3 | CCH PANEL, W/12 MTP YELLOW SM | PCE | 1 | 632.72
WLLAP-A9A9A900 | WLL 4 PORT, 3 LCDUP UPC, 1 BLANK PRELOAD | PCE | 10 | 90.98
RRP131324UPNMMSA00F | 24F PMICRO MTPE/MTPE 1000F | PCE | 1 | 2866.62
ECM8-UM08-05-E6Q-ULL | EDGE8 UNIV MOD 8F LCDUP/MTPf OM3/4 | PCE | 1 | 473.96
WLL-KS-LL | WLL KEYSTONE, WH, LCDUP, K-NK, BROWN | PCE | 10 | 32.36
RRP131324UPNMMS300F | RPDpass Riser 24F PMICRO MTPE/MTPE 300F | PCE | 1 | 1298.74
RRP131324UPNMMS500F | RPDpass Riser 24F PMICRO MTPE/MTPE 500F | PCE | 1 | 1746.7
EMM-MM32-9393Q | MESH MODULE MM MTP/MTP 4X4 | PCE | 1 | 2683.22
EMM-SM32-8989G | MESH MODULE SM MTP/MTP 4 X 4 | PCE | 1 | 3747.64
LTFURKIT-EPX-AR | Kit- LT Fanout, Suppl., 288F Freedm | PCE | 1 | 311.72
CCH-CP06-BH | CCH PANEL W/3 LC-DUP GREEN SM/MM | PCE | 1 | 91.72
CCH-CP06-BJ | CCH PANEL 6F LCDUP NON-KEYED, VIOLET | PCE | 1 | 91.72
CCH-CP06-BK | CCH PANEL 6F LCDUP NON-KEYED, ORANGE | PCE | 1 | 91.72
CCH-CP06-BM | CCH PANEL 6F LCDUP NON-KEYED, BROWN | PCE | 1 | 91.72
CCH-CP24-BJ | CCH PANEL W/12 LC-DUP VIOLET SM/MM | PCE | 1 | 310.62
CCH-CP24-BK | CCH PANEL W/12-LCUPC-DUP NON-KEYED ORN | PCE | 2 | 310.62
CCH-CP24-BM | CCH,24F LC DUP,SM/MM, NON-KEYED-SLATE | PCE | 1 | 310.62
CCH-CP12-KR | CCH PANEL W/6 LC-DP KEY AQUA SM | PCE | 1 | 158.32
CCH-CP24-KP | CCH PANEL W/12 LC-DP KEY WHITE SM | PCE | 1 | 297.92
CCH-CP24-KQ | CCH PANEL W/12 LC-DP KEY ROSE SM | PCE | 1 | 297.92
CCH-CP24-KR | CCH PANEL W/12 LC-DP KEY AQUA SM | PCE | 1 | 297.92
CCH-CP12-LN | CCH PANEL W/6 LC-Dp K-NK ROSE SM | PCE | 1 | 164.68
CCH-CP12-LP | CCH PANEL W/6 LC-Dp K-NK AQUA SM | PCE | 1 | 164.68
CCH-CP24-LM | CCH PANEL W/12 LC-Dp K-NK WHITE SM | PCE | 1 | 310.62
CCH-CP24-LN | CCH PANEL W/12 LC-Dp K-NK ROSE SM | PCE | 1 | 310.62
CCH-CP24-LP | CCH PANEL W/12 LC-Dp K-NK AQUA SM | PCE | 1 | 310.62
EDGE-01U-SP | EDGE 1U HOUSING, 3-TRAY | PCE | 1 | 807.22
WLL-KS-LN | WALLPLATE KEYSTONE, LC, K-NK, HYBRID | PCE | 10 | 32.36
RRP131324UPNMMS100F | RPDpass Riser 24F PMICRO MTPE/MTPE 100F | PCE | 1 | 850.76
ETM-5A-Q-BD | MOD BIDI PORT TAP EDGE LC/LC MM 50:50 | PCE | 1 | 2094.76
ETM-5B-Q-BD | MOD BIDI PORT TAP EDGE MTP/LC MM 50:50 | PCE | 1 | 4189.5
RRP131312UPNMMS300F | RPDpass Riser 12F PMICRO MTPE/MTPE 300F | PCE | 1 | 736.88
PC4-HDWR-KIT | HARDWARE, PCH-04U | PCE | 1 | 259.82
CCH-CDF-RJ08-BKT | CCH HIGH CAP STRN RELIEF BKT | PCE | 1 | 114.16
MOS-F844FD300FW-P | 8F SPLT MP TERM SCA326/X 300F | PCE | 1 | 372.8
CCH4-RECESS-KIT-5 | CCH-04U RECESS MOUNT KIT, F/5 HOUSINGS | PCE | 1 | 198.74
CCH4-3INCH-KIT-5 | CCH-04U,3INCH PROJECTION KIT,F/5 HOUSING | PCE | 1 | 172.24
CCH-CS24-AE-P00RJ | CCH SPL CASS, 24F, LC-DP SHUTTER,OS2,RIB | PCE | 1 | 1215.14
SCF-KT-GND87 | KIT, GND, ISO, SCF8, 7 HOLES | PCE | 5 | 236.98
UNIV-RIB-FUR-864 | FURCATION KIT FOR 864 RIBBON CABLE | PCE | 1 | 488.62
TRIGGER-BP-U-V | CCS LC UNIBOOT TRIGGER, VIOLET | PCE | 1 | 0.68
SOC-MTP-RN-OM1 | FUSELITE® MTP RBN OM1 NONPIN BEIGE | PCE | 1 | 165.16
SOC-MTP-RN-OM4 | FUSELITE® MTP RBN OM2/3/4 NONPIN AQUA | PCE | 1 | 178.72
SOC-MTP-RP-OM1 | FUSELITE® MTP RBN OM1 PIN BEIGE | PCE | 1 | 165.16
SOC-HLD-CON-12S | FUSELITE® CONN HOLDER MTP SUM1 | PCE | 1 | 1454.12
SOC-HLD-CON-S-A | FUSELITE® CONN HOLDER SINGLE SUMI/AFL | PCE | 1 | 605.88
SOC-HLD-FAN-S-A | FUSELITE® FIBER HOLDER FAN-OUT SUM1/AFL | PCE | 1 | 605.88
SOC-HLD-JKT-S-A | FUSELITE® FIBER HOLDER 2MM/3MM SUM1 AFL | PCE | 1 | 605.88
SOC-HLD-RBN-12S | FUSELLITE® FIBER HOLDER RIBBON SUM1 | PCE | 1 | 856.8
SOC-LC-2MM-OM1 | FUSELITE® LC 2MM OM1 BEIGE | PCE | 10 | 19.8
SOC-LC-2MM-OM4 | FUSELITE® LC 2MM OM2/3/4 AQUA | PCE | 10 | 20.42
SOC-LC-3MM-OM1 | FUSELITE® LC 3MM OM1 BEIGE | PCE | 10 | 18.32
SOC-LC-3MM-OM4 | FUSELITE® LC 3MM OM2/3/4 AQUA | PCE | 10 | 20.42
SOC-LC-900-OM1 | FUSELITE® LC 900UM OM1 BEIGE | PCE | 10 | 19.8
SOC-LC-900-OM4 | FUSELITE® LC 900UM OM2/3/4 AQUA | PCE | 10 | 20.42
SOC-LCA-2MM-SM | FUSELITE® LC APC 2MM SM GREEN | PCE | 10 | 23.2
SOC-LCA-900-SM | FUSELITE® LC APC 900UM SM GREEN | PCE | 10 | 25.12
SOC-LCA-FAN-SM | FUSELITE® LC APC FAN-OUT SM GREEN | PCE | 10 | 25.12
SOC-LC-FAN-OM4 | FUSELITE® LC FANOUT OM2/3/4 AQUA | PCE | 10 | 23.58
SOC-LCU-2MM-SM | FUSELITE® LC UPC 2MM SM BLUE | PCE | 10 | 22
SOC-LCU-3MM-SM | FUSELITE® LC UPC 3MM SM BLUE | PCE | 10 | 23.8
SOC-LCU-900-SM | FUSELITE® LC UPC 900UM SM BLUE | PCE | 10 | 23.8
SOC-LCU-FAN-SM | FUSELITE® LC UPC FAN-OUT SM BLUE | PCE | 10 | 23.8
MOS-F844TD100FW-P | 8F SPLT MP TERM SCA326/X 100F | PCE | 1 | 341.6
MOS-F844TD500FW-P | 8F SPLT MP TERM SCA326/X 500F | PCE | 1 | 487.6
CCH-RM12-66-89G | CCH RD MOD ASSY SCAPC/MTPA | PCE | 1 | 566.68
EDGE-01U-FLSH-BKT | KIT, FLUSH MNT BRKT, EDGE 1U | PCE | 1 | 79.5
CCH-CP24-KM | CCH PNL, W/12 LC DUP KEY, CER, VIOLET | PCE | 2 | 297.92
CCH1-CASS-RAIL | CCH CASSETTE RAIL FOR 1U,2U,3U 1 PIECE | PCE | 1 | 26.52
CCH1-GUIDE-JMPR-3 | CCH-01U,2U,3U FRONT JUMPER GUIDE, 3PK | PCE | 1 | 25.74
CCH1-LABEL-CARD-20 | CCH-01U,2U,3U LABEL HOLDER CARD,20 PACK | PCE | 1 | 128.64
CCH1-STRN-EXT | CCH-01U,2U,3U EXTERNAL STRAIN RELIEF | PCE | 1 | 25.74
CCH1-STRN-INT | CCH-01U,2U,3U INTERNAL STRAIN RELIEF | PCE | 1 | 38.6
CCH2-DOOR-FRONT | CCH-02U FRNT DOOR ASSY w/HINGES,LATCHES | PCE | 1 | 88.32
CCH3-DOOR-FRONT | CCH-03U FRNT DOOR ASSY w/HINGES,LATCHES | PCE | 1 | 92.74
CCH4-CASS-RAIL-24 | CCH-CASSETTE RAIL FOR CCH-04U, 24 PK | PCE | 1 | 39.74
CCH4-CLIP-JMPR-8 | CCH-04U FRONT JUMPER ROUTING GUIDE, 8 PK | PCE | 1 | 25.74
CCH4-DOOR-FRONT | CCH-04U- FRNT DOOR ASSY w/LATCHES | PCE | 1 | 88.32
CCH4-DOOR-REAR | CCH-04U REAR DOOR ASSY w/ HINGES,LATCHES | PCE | 1 | 79.48
CCH4-LABEL-CARD-20 | CCH-04U LABEL HOLDER CARD, 20 PACK | PCE | 1 | 128.64
CCH4-STRN-EXT | CCH-04U EXTERNAL STRAIN RELIEF | PCE | 1 | 38.6
CCH4-STRN-INT | CCH-04U INTERNAL STRAIN RELIEF | PCE | 1 | 38.6
CCHA-CLIP-BTF-2 | CCH TRANSITIONL STRAIN RELIEF HLDR, 2 PK | PCE | 1 | 25.74
CCHA-CLIP-PNL-24 | CCH PANEL CLIP, 24 PACK | PCE | 1 | 25.74
CCHA-CLIP-SLCK-8 | CCH SEGREGATED ROUTING CLIPS,8 PACK | PCE | 1 | 25.74
CCHA-LABEL-PNL-50 | CCH STICKER LABEL, PANEL, 50 PACK | PCE | 1 | 77.18
CCH2-RECESS-KIT-5 | CCH-02U RECESS MOUNT KIT, F/5 HOUSINGS | PCE | 1 | 132.48
CCH1-RECESS-KIT-5 | CCH-01U RECESS MOUNT KIT, F/5 HOUSINGS | PCE | 1 | 92.74
CCH3-RECESS-KIT-5 | CCH-03U RECESS MOUNT KIT, F/5 HOUSINGS | PCE | 1 | 185.52
EDGE-CCHBKT-1 | CCH PANEL BRKT,FOR 1 EDGE MODULE | PCE | 1 | 44.36
EDGE-CCHBKT-2 | CCH PNL BRKT,FOR 2 EDGE MODULES | PCE | 1 | 73.94
ESM-SM12-04G-R3M | EDGE PIGT CLASS MOD 12F LCDUP/XX SM 3M | PCE | 2 | 596.82
SOC-ST-900-SM | FUSELITE® ST UPC 900UM SM BLUE | PCE | 10 | 23.02
SOC-ST-FAN-OM1 | FUSELITE® ST FAN-OUT OM1 BEIGE | PCE | 10 | 18.94
SOC-ST-FAN-OM4 | FUSELITE® ST FAN-OUT OM2/3/4 AQUA | PCE | 10 | 19.4
SOC-STU-FAN-SM | FUSELITE® ST UPC FAN-OUT SM BLUE | PCE | 10 | 22.98
RPX-DEADEND-E1 | RPX Deadend Clamp, box of 10 | BX | 1 | 541.28
ECM-RM12-04-89G | EDGE CLASSIC MOD 12F LCDUP/MTPA SM | PCE | 1 | 614.98
WMO-CP02-K9-35 | WMO PNL, W/1 LC DUP SM KEYED YELLOW,BGE | PCE | 1 | 28.84
WMO-CP02-K5-35 | WMO PNL, W/1 LC DUP SM KEYED RED,BGE | PCE | 1 | 28.84
HAN-UNI | UNICAM DOUBLE SIDED FIBER HANDLER | PCE | 1 | 232.54
UNIV-RIB-FUR-KIT | FURCATION KIT FOR 432 RIBBON CABLE | PCE | 1 | 256.54
SOC-HLD-CON-MTP | FUSELITE® CONNECTOR HOLDER MTP | PCE | 1 | 10.84
SCG-8C18-01 | CLOSURE, GEL, 8X18, TRAY HOLDER | PCE | 1 | 704.04
CCH-CP12-LG | CCH PANEL W/6-LCUPC-DUP K/N-K SLATE | PCE | 2 | 164.68
CCH-CP12-LH | CCH PANEL W/6-LCUPC-DUP K/N-K ORANGE | PCE | 2 | 164.68
CCH-CP12-LK | CCH PANEL W/6-LCUPC-DUP K/N-K VIOLET | PCE | 2 | 164.68
CCH-CP24-LG | CCH PANEL W/12-LCUPC-DUP K/N-K SLATE | PCE | 2 | 310.62
CCH-CP24-LK | CCH PANEL W/12-LCUPC-DUP K/N-K VIOLET | PCE | 2 | 310.62
02-036475-001 | CASE, GRY W/EVA FOAM INSERT, PFC/CF | PCE | 1 | 223.3
CCH-CS24-BH-P00RE | CCH SPLC CASS, 24F, LC-DUP NK SM, 250UM | PCE | 1 | 1200.88
RPX2-CAT | RPX CABLE STRIPPING TOOL | PCE | 1 | 204.14
RPX2-CAT-BLADE | RPX,CBL STRIPPER,BLADE REPLACEMENT | PCE | 1 | 47.74
SOC-LC-FAN-OM1 | Splice-on Conn LC Fan-Out OM1 Beige | PCE | 10 | 19.8
SOC-ST-FAN-SM | Splice-on Conn ST UPC Fan-Out SM Blue | PCE | 10 | 21.26
SCG-KT-8CBL | KIT, PORT, GEL & STRAIN RELIEF HARDWARE | PCE | 1 | 77.4
SCG-KT-6GND | KIT, SCG GROUND, 6" LONG | PCE | 1 | 67.04
SOC-HLD-900-OS | FuseLite Cable Holder, 2.9 | PCE | 1 | 78.66
TL-3HM | 3-HOLE MILLER TOOL, A-LA-CARTE | PCE | 1 | 99.4
WMO-CP04-K9-35 | WMO PNL, W/2 LCDUP,KEYED YELLOW SM,WHITE | PCE | 1 | 53.68
CCH-CP06-BG | CCH PANEL W/3-LCUPC-DUP NON-KEYED YLW | PCE | 2 | 91.72
SOC-MTP-3N-OM4 | FUSELITE® MTP 3MM OM2/3/4 NONPIN AQUA | PCE | 1 | 178.72
SOC-MTPA-3N-SM | FUSELITE® MTPA 3MM SM NONPIN GREEN | PCE | 1 | 198.62
SOC-MTPA-3P-SM | FUSELITE® MTPA 3MM SM PIN GREEN | PCE | 1 | 198.62
SOC-MTPA-RN-SM | FUSELITE® MTPA RBN SM NONPIN GREEN | PCE | 1 | 198.62
SOC-MTP-3P-OM4 | FUSELITE® MTP 3MM OM2/3/4 PIN AQUA | PCE | 1 | 178.72
SOC-MTPA-RP-SM | FUSELITE® MTPA RBN SM PIN GREEN | PCE | 1 | 198.62
SOC-SC-2MM-OM1 | FUSELITE® SC 2MM OM1 BEIGE | PCE | 10 | 18.94
SOC-SC-2MM-OM4 | FUSELITE® SC 2MM OM2/3/4 AQUA | PCE | 10 | 18.08
SOC-SC-3MM-OM1 | FUSELITE® SC 3MM OM1 BEIGE | PCE | 10 | 17.5
SOC-SC-3MM-OM4 | FUSELITE® SC 3MM OM2/3/4AQUA | PCE | 10 | 19.56
SOC-SC-900-OM1 | FUSELITE® SC 900UM OM1 BEIGE | PCE | 10 | 18.94
SOC-SC-900-OM4 | FUSELITE® SC 900UM OM2/3/4 AQUA | PCE | 10 | 19.56
SOC-SCA-2MM-SM | FUSELITE® SC APC 2MM SM GREEN | PCE | 10 | 22.76
SOC-SCA-3MM-SM | FUSELITE® SC APC 3MM SM GREEN | PCE | 10 | 24.62
SOC-SCA-900-SM | FUSELITE® SC APC 900U SM GREEN | PCE | 10 | 24.62
SOC-SCA-FAN-SM | FUSELITE® SC APC FAN-OUT SM GREEN | PCE | 10 | 24.62
SOC-SC-FAN-OM1 | FUSELITE® SC FAN-OUT OM1 BEIGE | PCE | 10 | 18.94
SOC-SC-FAN-OM4 | FUSELITE® SC FAN-OUT OM2/3/4 AQUA | PCE | 10 | 19.56
SOC-SCU-2MM-SM | FUSELITE® SC UPC 2MM SM BLUE | PCE | 10 | 22.18
SOC-SCU-3MM-SM | FUSELITE® SC UPC 3MM SM BLUE | PCE | 10 | 22.18
SOC-SCU-900-SM | FUSELITE® SC UPC 900UM SM BLUE | PCE | 10 | 22.18
SOC-SCU-FAN-SM | FUSELITE® SC UPC FAN-OUT SM BLUE | PCE | 10 | 22.18
SOC-ST-2MM-OM1 | FUSELITE® ST 2MM OM1 BEIGE | PCE | 10 | 17.5
SOC-ST-2MM-SM | FUSELITE® ST UPC 2MM SM BLUE | PCE | 10 | 21.26
SOC-ST-3MM-OM1 | FUSELITE® ST 3MM OM1 BEIGE | PCE | 10 | 19.9
SOC-ST-3MM-OM4 | FUSELITE® ST 3MM OM2/3/4 AQUA | PCE | 10 | 19.4
SOC-ST-3MM-SM | FUSELITE® ST UPC 3MM SM BLUE | PCE | 10 | 23.02
SOC-ST-900-OM1 | FUSELITE® ST 900UM OM1 BEIGE | PCE | 10 | 18.94
SOC-ST-900-OM4 | FUSELITE® ST 900UM OM2/3/4 AQUA | PCE | 10 | 19.4
CCH-CP24-DJ | CCH PANEL, W/12 DUP LC SM SHUT NKEY VIO | PCE | 1 | 353.56
EMM-MM32-9375Q | MODULE MESH MM MTP/MTP 4X4 (RXP) | PCE | 1 | 2654.82
ESM-UM12-18G-R3M | EDGE PIGT UNIV MOD 12F LCADUP/XX SM 3M | PCE | 1 | 663.3
JA9A924GPH-NA002M | ADV OPT JMPR MTP-F/F 24F SM UNIV 2M | PCE | 1 | 916.92
JA9A924GPH-NA001M | ADV OPT JMPR MTP-F/F 24F SM UNIV 1M | PCE | 1 | 908.96
CCH-CP24-DH | CCH PANEL W/12 LC-DP SHUTTER ORANGE SM | PCE | 1 | 353.56
CCH-CP24-DK | CCH PANEL W/12 LC-DP SHUTTER ROSE SM | PCE | 1 | 353.56
CCH-CS24-DF-P00QE | CCH SPL CASS, 24F, LC-DP SHUT,OM4,250UM | PCE | 1 | 1281.6
CCH-CP24-DC | CCH PANEL W/12 LC-DP SHUTTER RED SM | PCE | 1 | 353.56
CCH-CP24-DD | CCH PANEL W/12 LC-DP SHUTTER YELLOW SM | PCE | 1 | 353.56
CCH-CP24-DE | CCH PANEL W/12 LC-DP SHUTTER BROWN SM | PCE | 1 | 353.56
CCH-CP24-DG | CCH PANEL W/12 LC-DP SHUTTER WHITE SM | PCE | 1 | 353.56
EDGE-SMH-SPLC | EDGE SINGLE MOD HSG, CASS SPLC | PCE | 1 | 201.26
WLLAP-BEBEBEBE | WLL,1 GANG,WH, ANG, 4 PORT, LCUPC LOADED | PCE | 10 | 141.28
OSNP-FIOT-ROC-Z | FIOT, OPTISNAP, SC, APC, 25 PACK | PCE | 1 | 2239.48
SCF-8C28-YORS | ASSEMBLY, 8 X 28, MECHANICAL, 1728, ORS | PCE | 1 | 1153.08
CCH-CP12-BN | CCH PANEL W/6-LCUPC-DUP NON-KEYED BRN | PCE | 1 | 164.68
CCH-CP12-BP | CCH PANEL W/6-LCUPC-DUP NON-KEYED WHTE | PCE | 1 | 164.68
07-050414-001 | FIBER HANDLER, ROC 900, FIOT | PCE | 1 | 283.56
LAN1-12AD-PGTL-B | LANSCAPE®FIBER HSG 06 LC DUP MM PGTL B | PCE | 1 | 239.82
SPH-CS12-E4-P00TE | SPH, 12F LCDUP MM OM3, 2M 250UM PTL | PCE | 1 | 685.92
ETM-5A-G-35CM | MODULE PORT TAP EDGE LC/LC SM 50:50 35CM | PCE | 1 | 1927.16
ETM-5A-Q-35CM | MODULE PORT TAP EDGE LC/LC MM 50:50 35CM | PCE | 1 | 2094.76
J008912GJ8-NA003F | AO JMPR PRIB MTP-M/XXX 12F ULT TYPEA 3F | PCE | 1 | 246.8
MTB-0844FD350FW-Z | 8F MP FDRP CON2RMT/SCA326 350F SP REQ | PCE | 1 | 766.26
G757524QPNDRU010F | 24F P UBENDESX+ MTP/MTP 10F | PCE | 1 | 1586.56
G909024GPNDRU010F | 24F P ULTRA SM MTPA/MTPA 10F | PCE | 1 | 1701.1
G909048GPNDRU010F | 48F P ULTRA SM MTPA/MTPA 10F | PCE | 1 | 2847.4
G909072GPNDRU010F | 72F P ULTRA SM MTPA/MTPA 10F | PCE | 1 | 4644.88
ECM-UM08-05-E6QF-ULL | EDGE8 FRT PBMOD 8F LCDUP/MTPAM OM3/4 | PCE | 1 | 590.2
ECM-UM08-04-E8GF-ULL | EDGE8 FRT PBMOD 8F LCDUP/MTPAF SM | PCE | 1 | 665.74
UCA4-04OTP-W | BELOWGRADE W/4 OPTITIP PORTS | PCE | 1 | 586.66
ADP-DLC0-CCWRF-CLS | ADPT,LC DUP,CP/CR,WHITE/NA,RF/MT,CCS | PCE | 50 | 22.02
TKT-OPT-SCKT | KIT UCA, SOCKET 1 | PCE | 1 | 161.38
MSF-H44848R43F-P | MULTIPORT FLEX SPLITTER MODULE, 1X4 | PCE | 1 | 360.28
MSF-H24848R43F-P | MULTIPORT FLEX SPLITTER MODULE, 1X2 | PCE | 1 | 297.6
G939312TPNDDU010F | 12F PUBENDSX+ MTP/MTP 10F | PCE | 1 | 808.6
G939324TPNDDU010F | 24F PUBENDSX+ MTP/MTP 10F | PCE | 1 | 1549.58
EDGE-CS12-AJ-P00RE | EDGE SPLICE CASS YEL LC DUP K/NK SM SF | PCE | 1 | 763.86
EDGE-CS12-AK-P00RE | EDGE SPLICE CASS GRN LC DUP K/NK SM SF | PCE | 1 | 763.86
EDGE-CS12-AH-P00RE | EDGE SPLICE CASS RED LC DUP K/NK SM SF | PCE | 1 | 763.86
SMH-01M | SINGLE MODULE HOUSING | PCE | 1 | 99.24
WLL-KS-LP | WLL KEYSTONE, WH, LC, K-NK, AQUA | PCE | 10 | 32.36
CCH-CP24-BN | CCH,24F LC DUP,SM/MM, NON-KEYED-BROWN | PCE | 1 | 310.62
HE60508TPH-JA001M | 8F EDGE P OM3 MTP/LCDUP 1M | PCE | 1 | 674.5
CCH-CS24-BE-P00TE | CCH SPLC CASS, 24F, LC-Dup OM3, SF SPLC | PCE | 1 | 1175.38
CCH-CP96-Q3 | PANEL,CCH,8 MTP,UPC,SM,96F,YELLOW | PCE | 1 | 428.06
LASR-LBL-100 | LBL- WARNING LASER, PACK 100 | PCE | 1 | 259.42
ETM-5A-G-DMX | MODULE PORT TAP EDGE LC/LC SM 50:50 DMX4 | PCE | 1 | 1927.16
J009012GJ8-NA003M | AO JMPR PRIB MTP-F/XXX 12F ULT TYPEA 3M | PCE | 1 | 250.98
J009012GJ8-NA005M | AO JMPR PRIB MTP-F/XXX 12F ULT TYPEA 5M | PCE | 1 | 255
07-049787-001 | BAG OF 50,ASSY,DISP RIBBONIZER,12F,WHITE | PK | 1 | 129.02
HFC-FURC-KIT-E | HIGH FIBER COUNT FURCATION KIT E | PCE | 1 | 376.7
CCH-BM20-04-A8G | CCH LR10 BREAKOUT MOD OS2 20F MTPA-LCUPC | PCE | 1 | 1227.72
SPH-CS12-59-P00RE | SPH, 12F SC DUP SM UPC, 2M 250um PTL | PCE | 1 | 689.36
CCH-CP24-BP | CCH Panel, 24F LC DUP WHITE, NON-KEYED | PCE | 1 | 310.62
EDGE-04U-REV | EDGE 4U REVERSED TRAYS HOUSING | PCE | 1 | 1720.8
MOB-0444FDA00FW-Z | MULTIPORT 4F STUBBED 1000F SP REQ | PCE | 1 | 462.12
80611159122 | 2529-B FIBRLOK II BULK(1000) SPLICE | PCE | 1000 | 13.08
80611166085 | 8882 High Gel re-ent. Encapsulant 1979ml | PCE | 1 | 154.04
80611166804 | SLIC 3X19-FB AER.CLOS.KT W/FLOAT | PCE | 1 | 77.58
80611175581 | 2527 FIBER SPLICE ORGANIZER TRAY | PCE | 2 | 51.3
80611322126 | 2B2A-505 COVER 2-TYPE 505 (7.0X27.5"/178 | PCE | 1 | 516.08
80611322159 | 2B2B-505 COVER 2-TYPE 505 (7.0X36.0"/178 | PCE | 1 | 733.02
80611322282 | 2A2A-505 COVER 2-TYPE 505 (5.25X27.5"/13 | PCE | 1 | 484.2
78807028846 | 2524F FUSION SPLICE INSERT TELECOM | PCE | 24 | 13.66
80610096150 | 25T W/EYELETS 6IN (1/2X25') BOND BRAID | PCE | 1 | 118.42
80610118780 | 4458W PAIR SAVER | RO | 10 | 47.78
80610281380 | 2170 FIBER OPTIC SPLICE SLEEVE | PCE | 50 | 4.08
80610412118 | BB3X24-SB/SC,DC-LHS BETTER BURIED CLOSUR | PCE | 1 | 120.88
80610412555 | SLIC-7X33 AERIAL CLOSURE KIT - 2TC | PCE | 1 | 208.3
80610414908 | SLIC-ES 3IN TC SLIC CLOS.END SL. TRPL | PCE | 10 | 13.5
80610581748 | SLIC-ES/3SC SLIC CLOS.END SEAL SGL PORT | PCE | 10 | 13.5
80610581755 | SLIC-ES/3DC SLIC CLOSURE END DBL PORT | PCE | 10 | 14
80610757397 | 3900-A AERIAL SERVICE WIRE CLOSURE KIT | PCE | 100 | 5.98
80611043227 | CSSC20-M100 CLEANING WIPES V2.(100PK) | PCE | 100 | 2.18
80611146699 | 2171 BPEO FIBER OPTIC SPLICE SLEEVE | PCE | 50 | 2.4
80611147820 | BB2X12-8882/HIGHGEL B. BURIED CLOS KIT | PCE | 1 | 170.48
80611303969 | 328-PI-10-TR/RES AER.TRM.W/10 PR | PCE | 4 | 198.06
80611303993 | 328-PI-50-TR/RES AER.TRM.3X28 | PCE | 1 | 528.24
80611304819 | 2178-XSB/FR-0G-0T FIRE RETARDANT F/O SPL | PCE | 1 | 585.24
80611316417 | 4460-DS SHIELD CONNECTOR W/ PAIR SAVER | PCE | 100 | 2.34
80611316557 | 2522-24-SF 2522 FIBER SPL ORG 24 FUSION | PCE | 2 | 51.16
80611321904 | 8882 High Gel re-ent. Encapsulant 3123ml | PCE | 1 | 288.28
80611325871 | 2527-48-SF FIBER SPLICE ORGANIZER 48 FUS | PCE | 2 | 51.3
80611327307 | SLFT-530-A-1A-04-DAXA 4 ECAM TRAY | PCE | 1 | 437.12
80611327349 | SLFT-530-A-1A-DS 12ECAMDIRECTSPLICE DR | PCE | 1 | 508.98
EDGE-01U-REV | EDGE 1U REVERSED TRAYS HOUSING | PCE | 1 | 887.92
EDGE-02U-REV | EDGE 2U REVERSED TRAYS HOUSING | PCE | 1 | 1296.38
CCH-04U-U8A9 | CCH-04U- PRELOADED with 12 CCH-CP24-A9 | PCE | 1 | 3922.22
PCH-04U-U8A9 | PCH-04U- PRELOADED with 12 CCH-CP24-A9 | PCE | 1 | 4386.36
EMODA-BB1BB1 | EDGE PNL 12F LC OM4/OM4/SM/OM4/OM4/SM | PCE | 1 | 225.28
W909024GWABBU010F | 24F I/O ARMPLENUM MTPA/MTPA 10F | PCE | 1 | 3533.68
OSNP-FIOT-SST-Z | FIOT, OPTISNAP, SST, SC, APC, 25 PACK | PCE | 1 | 2091
WMO-CP04-BF-85 | WMO PNL, 4F LC DUP NON-KEYED BLK, WHITE | PCE | 1 | 55.94
WLLAC-000000 | WLL OUTLET, SINGLE-GANG, WHITE, 3-PORT | PCE | 10 | 6.2
WLLAB-BP00 | WALL-PLATE OUTLET, 2 PORT, STRAIGHT | PCE | 10 | 38.18
HSP-40S250-1 | RIBBON SPLICE PROT SLEEVE (BOX OF 250) | PK | 1 | 2097.14
PF2ZAAHK1LRNNNAN0PADQ | 35"X12"X7' FA 15"Z4 JM-LH W/PNL | PCE | 1 | 7176.6
PF2ZAAHK1LRNNNNN0PADQ | 35"X12"X7' FA 15"Z4 JM-LH WO/PNL | PCE | 1 | 6712.38
RXD-OSE-1 | RKT RIBB EXT DENS OSE, NON-LOCKABLE | PCE | 1 | 9395.62
RXD-OSE-1L | RKT RIBB EXT DENS OSE, LOCKABLE | PCE | 1 | 9486.14
80610616874 | 2524-FT FUSION SPLICE ORGANIZER TRAY | PCE | 3 | 72.52
80610755896 | 252960 2529 FIBRLOK II UNIV. OP FBR SPLC | PCE | 60 | 15.56
80611316961 | ECAM-12MM 12MM ECAM CABLE ENTRY PORT | PCE | 8 | 43.06
80610000780 | 4460 SHIELD CONNECTOR | PCE | 100 | 2.08
80610096143 | 25T-BBE3 (1/2" X25') BOND BRAID W/EYELET | PCE | 1 | 136.18
80610280929 | 2180 FIBER OPTIC CABLE KIT | PCE | 1 | 109.46
80610412043 | BB2X12-SB/2SC-LHS BETTER BURIED CLOSURE | PCE | 10 | 66.02
80610412175 | BB4X24-SB/2SC-LHS BETTER BURIED CLSR KIT | PCE | 1 | 157.46
80610415426 | 4462-SN SHIELD CONNECTOR | PCE | 500 | 2.34
80610844443 | 4460-D/FO SHIELD BOND CONNECTOR ASSEMBLY | PCE | 100 | 7.48
80611037229 | 2A2-1E-505 ENDPLATE 2-TYPE 505 | PCE | 1 | 127.84
80611037823 | 2B2-2E-505 ENDPLATE 2-TYPE 505 | PCE | 1 | 191.92
80611037948 | 2B2-3E-505 ENDPLATE 2-TYPE 505 | PCE | 1 | 189.46
80611147861 | BB5X26-8882/HIGHGEL BETR BURIED CLOS KIT | PCE | 1 | 707.46
JA7A724QPH-NA003F | ADV OPT JMPR MTP-F/F 24F OM4 UNIV 3F | PCE | 1 | 885.04
100311-01 | BLADE- UTILITY KNIFE HOOK - Cont. 5 PCS | PK | 1 | 17.48
ECM-RM12-05-93Q-ULL | EDGE CLASSIC MOD 12F LCDUP/MTPm OM4 ULL | PCE | 1 | 658.06
EDGE-CP48-Q1 | EDGE 48F PNL W/4 GRN NON-KEY SM UPC MTP | PCE | 1 | 243.18
EDGE-CP48-Q3 | EDGE 48F PNL W/4 YEL NON-KEY SM UPC MTP | PCE | 1 | 243.18
WMO-CP04-BE-85 | WMO PNL, 4F LC DUP NON-KEYED RED, WHITE | PCE | 1 | 55.94
WMO-CP04-BH-85 | WMO PNL, 4F LC DUP NON-KEYED GREEN,WHITE | PCE | 1 | 55.94
WMO-CP04-BG-85 | WMO PNL, 4F LC DUP NON-KEY YELLOW WHITE | PCE | 1 | 55.94
EMOD8-CP08-AE | EDGE8 LC PANEL W/4 LC SHUTTERED SM-BLUE | PCE | 1 | 138
SOC-Q8MTP-RP-OM4 | SOC MTP,RBN,50UM MM,PIN,AQUA,8F | PCE | 1 | 233.52
SOC-Q8MTP-3P-OM4 | SOC MTP,3MM,50UM MM,PIN,AQUA,8F | PCE | 1 | 240.18
SOC-Q8MTP-RBC-OM4P | SOC MTP CORD,50UM MM.PIN,AQUA,8F | PCE | 1 | 240.18
SOC-Q8MTPA-RP-SMP | SOC MTP RBN,APC,SM,PIN,GRN,8F | PCE | 1 | 233.52
SOC-Q8MTPA-3P-SMP | SOC MTP 3MM,APC,SM,PIN,GRN 8F | PCE | 1 | 240.18
EDGE-CP48-Q6 | EDGE MTP PANEL W/ 4 VIO SM UPC MTP | PCE | 1 | 243.18
WLL-KS-BK | WALLPLATE KEYSTONE, LC, SM, ORANGE | PCE | 10 | 32.4
EMOD8-CP08-AF | EDGE8 LC PANEL W/4 LC SHUTTERED GRN | PCE | 1 | 157.88
EMOD8-CP08-AD | EDGE8 LC PANEL W/4 LC SHUTTERED OM3-AQU | PCE | 1 | 121.54
EDGE8-CCHBKT-2 | CCH PANEL BRKT FOR 2 EDGE 8 MODULE | PCE | 1 | 73.94
WLL-KS-LM | WLL KEYSTONE, WH, LCDUP, K-NK, WHITE | PCE | 10 | 32.36
ECM8-UM08-05-E5Q-ULL | EDGE8 UNIV MOD 8F LCDUP/MTPm OM3/4 | PCE | 1 | 473.96
EDGE-CP24-Q7 | EDGE MTP PANEL W/ 2 SLA SM UPC MTP | PCE | 1 | 142.44
CCH-CP24-BL | CH PNL, 24F LCDUP ROSE NON-KEYED | PCE | 1 | 310.62
MOB-0444FD500FW-Z | MULTIPORT 4F STUBBED 500F SP REQ | PCE | 6 | 313.92
EDGE8-CP32-V4 | EDGE8 PNL, 32F, GREEN MTP SM | PCE | 10 | 150.08
EDGE8-CP32-V2 | EDGE8 PNL, 32F, RED MTP SM | PCE | 10 | 150.08
ECM8-UM08-04-E7G-ULL | EDGE8 UNIV MOD 8F LCDUP/MTPAm SM | PCE | 1 | 534.12
EDGE8-FZB-04U | EDGE8 FIBER ZONE BOX 04U | PCE | 1 | 1901.82
EDGE8-01U-EMOD | EDGE8 1U EMOD PANEL POS 01 TO 02 | PCE | 1 | 259.22
WIC-CP1-06E6 | WIC PNL W/6 SC SIMPLEX OM3/OM4 adapters | PCE | 1 | 90.12
EDGE8-01U-FP | EDGE8-01U FIXED TRAY W/MNTG PLATE | PCE | 1 | 680.46
EDGE8-02U-FP | EDGE8-02U FIXED TRAY W/MNTG PLATE | PCE | 1 | 1001.6
EDGE8-04U-FP | EDGE8-04U FIXED TRAY W/MNTG PLATE | PCE | 1 | 1345.9
EDGE8-TRAY-QTY1 | EDGE8 TRAY, ALPHA, QTY 1 | PCE | 1 | 95.12
ECM8-05E6-QE8B-010F | EDGE8 U PB 8F LCDUP/MTP TypeB OM4 10F | PCE | 1 | 643.28
ECM8-RM08-04-E8G-ULL | EDGE8 STRGHT MOD 8F LCDUP/MTPAf SM | PCE | 1 | 534.12
ECM8-RM08-05-E6Q-ULL | EDGE8 STRGHT MOD 8F LCDUP/MTPf OM3/4 | PCE | 1 | 473.96
ECM8-04E7-GE8B-003F | EDGE8 U PB 8F LCDUP/MTPA TypeB SM 3F | PCE | 1 | 697.48
SOC-SCU-FAN-SM-P4 | FUSELITE® SC UPC FAN-OUT SM BLUE, 4-PACK | PCE | 1 | 101.04
EDGE8-TRAY-QTY12 | EDGE8 TRAY, ALPHA, QTY 12 | PCE | 1 | 770.72
SOC-SCU-2MM-SM-P4 | FUSELITE® SC UPC 2MM SM BLUE, 4-PACK | PCE | 1 | 109.34
SOC-LCU-900-SM-P4 | FUSELITE® LC UPC 900UM SM BLUE, 4-PACK | PCE | 1 | 101.04
SOC-LC-FAN-OM4-P4 | FUSELITE® LC FAN-OUT OM2/3/4 AQUA, 4-PK | PCE | 1 | 109.34
SOC-LCU-FAN-SM-P4 | FUSELITE® LC UPC FAN-OUT SM BLUE, 4-PACK | PCE | 1 | 109.34
SOC-LC-2MM-OM4-P4 | FUSELITE® LC 2MM OM2/3/4 AQUA, 4-PACK | PCE | 1 | 101.04
SOC-LCU-2MM-SM-P4 | FUSELITE® LC UPC 2MM SM BLUE, 4-PACK | PCE | 1 | 109.34
SOC-ST-3MM-OM4-P4 | FUSELITE® ST 3MM OM2/3/4 AQUA, 4-PACK | PCE | 1 | 109.34
SOC-ST-3MM-SM-P4 | FUSELITE® ST UPC 3MM SM BLUE, 4-PACK | PCE | 1 | 101.04
SOC-LC-3MM-OM4-P4 | FUSELITE® LC 3MM OM2/3/4 AQUA, 4-PACK | PCE | 1 | 109.34
SOC-LCU-3MM-SM-P4 | FUSELITE® LC UPC 3MM SM BLUE, 4-PACK | PCE | 1 | 109.34
SOC-ST-FAN-OM4-P4 | FUSELITE® ST FAN-OUT OM2/3/4 AQUA, 4-PK | PCE | 1 | 109.34
SOC-STU-FAN-SM-P4 | FUSELITE® ST UPC FAN-OUT SM BLUE, 4-PACK | PCE | 11 | 101.04
ECM8-04E8-GE8B-010F | EDGE8 U PB 8F LCDUP/MTPA TypeB SM 10F | PCE | 1 | 704.76
SBE12P12-A8 | SBE 12 LC Dup MM 62.5um | PCE | 1 | 336.5
EDGE-CP96-AE-PRH | EDGE PRH ADAPTER PANEL SMF | PCE | 1 | 1327.52
EDGE-CP48-Q2 | EDGE MTP PANEL W/ 4 RED SM UPC MTP | PCE | 1 | 243.18
WLLAP-A9B3BEBG | WLL, 4 Port Angled, White, LC DUP NKEY | PCE | 10 | 133.48
MOS-H444TD100FW-P | 4F SPLT MP TERM SCA326/X 100F | PCE | 1 | 301.6
EDC-STEEL-12P-NH | ENVR DIST CNTR, 12 PANEL, STAINLESS | PCE | 1 | 3574.22
MF12-007748EV4S100F | MF12 MULTIPORT, SM 48F RPX RIB 100F | PCE | 1 | 1548.98
WLL-KS-BF | WLL KEYSTONE, WH, LC, SM, BLACK | PCE | 10 | 32.4
CCH-RM12-6C-P06RH | CCH RED MOD, 12F SCAPC SM, 6M MIC PTL | PCE | 1 | 689.44
HFC-FURC-KIT-B | HIGH FIBER COUNT FURCATION KIT B | PCE | 1 | 294.24
HFC-FURC-KIT-A | HIGH FIBER COUNT FURCATION KIT A | PCE | 1 | 373.04
WLL-KS-KP | WLL KEYSTONE, WH, LC, K-K, WHITE | PCE | 10 | 31.06
ECM-UM08-05-E5QF-ULL | EDGE8 FRT PBMOD 8F LCDUP/MTP M OM3/4 | PCE | 1 | 590.2
ECM-UM08-04-E7GF-ULL | EDGE8 FRT PBMOD 8F LCDUP/MTPAM SM | PCE | 1 | 665.74
CCH-CS12-AF-P00QE | CCH SPLC CASS 12F,LC-SHUT APC,OM4,250 UM | PCE | 1 | 638.62
MSF-F84848R43F-P | MULTIPORT FLEX SPLITTER MODULE, 1X8-P | PCE | 1 | 462.56
EDGE-01U-TRAY | EDGE-01U TRAY, 12 PACK, POS 01 TO 02 | PCE | 1 | 897.82
EDGE-CS-PST | EDGE CASSETTE PASS THROUGH | PCE | 1 | 171.54
MOF-1248FD050M-P | MP FLEX, 12F, SST DIELECTRIC STUB 50MT | PCE | 1 | 1029.78
EMOD8-CP08-AR | EDGE8 PNL 8 FIBER LCDUP KEY/NONKEY-AQUA | PCE | 1 | 184.94
EMOD8-CP08-AS | EDGE8 PNL 8 FIBER LCDUP KEY/NONKEY-WHT | PCE | 1 | 184.94
EDGE8-CP32-VE | EDGE8 MTP QPLEX PANEL W/4 SM-YEL | PCE | 1 | 150.08
CCH8-UM24-05-E6Q-ULL | CCH8 MOD 24F OM4 LCDUP/MTPF SHUTTERED | PCE | 1 | 1211.58
CCH8-UM24-04-E7G-ULL | CCH8 MOD 24F SM LCDUP/MTPAM SHUTTERED | PCE | 1 | 1194.28
CCH8-UM24-04-E8G-ULL | CCH8 MOD 24F SM LCDUP/MTPAF SHUTTERED | PCE | 1 | 1194.28
WLL-KS-BN | WLL KEYSTONE, LC DUP NON-KEYED BROWN | PCE | 10 | 32.4
WLL-KS-BP | WLL KEYSTONE, LC DUP NON-KEYED WHITE | PCE | 10 | 32.4
WLL-KS-BL | WLL KEYSTONE, LC DUP ROSE | PCE | 10 | 32.4
UCA4-06OTP-W | BELOWGRADE W/6 OPTITIP PORTS | PCE | 1 | 653.66
UCA5-12OTP-W | BELOWGRADE W/12 OPTITIP PORTS | PCE | 1 | 1005.08
EDGE8-SMH | EDGE8 SINGLE MOD HSG | PCE | 1 | 211.08
CCH-CS12-AE-P00RJ | CCH SPL CASS,12F, LC-DP SHUTTER, OS2,RIB | PCE | 1 | 663.62
ECM8-05E6-QE8B-002M | EDGE8 UNIV PB MOD 8F LCDUP/MTP OM4 2M | PCE | 1 | 633.96
EDGE-CP24-U3 | EDGE 24F MTP PANELS AQU | PCE | 1 | 115.72
WIC-CP1-12E4 | WIC PANEL, 12F LCDUP OM3/OM4 SX+ | PCE | 1 | 148.18
EDGE8-CP08-V2 | EDGE8 MTP QPLEX PANEL W/1 SM-RED | PCE | 1 | 75.04
WMO-CP02-BE-85 | WMO PNL, 2F LC DUP NON-KEYED RED, WHITE | PCE | 1 | 29.96
WMO-CP02-BH-85 | WMO PNL, 2F LC DUP NON-KEYED GRN, WHITE | PCE | 1 | 29.96
WMO-CP02-BG-85 | WMO PNL, 2F LC DUP NON-KEYED YEL, WHITE | PCE | 1 | 29.96
EDGE-TRAY-QTY1 | EDGE TRAY, ALPHA, QTY 1 | PCE | 1 | 154.02
EMOD8-CP08-DC | EDGE8 LC PANEL W/4 NKEY-SHUT-RED | PCE | 1 | 184.94
EMOD8-CP08-DD | EDGE8 LC PANEL W/4 NKEY-SHUT-YEL | PCE | 1 | 184.94
EDGE8-CCHBKT-1 | CCH PANEL BRACKET FOR 1 EDGE8 MODULE | PCE | 1 | 44.36
EDGE8-CP08-V6 | EDGE8 MTP QPLEX PANEL W/1 SM-BLU | PCE | 1 | 75.04
EDGE8-CP32-V6 | EDGE8 MTP QPLEX PANEL W/4 SM-BLU | PCE | 1 | 150.08
EDGE8-CP32-V8 | EDGE8 MTP QPLEX PANEL W/4 SM-VIO | PCE | 1 | 150.08
EDGE8-CP32-V9 | EDGE8 MTP QPLEX PANEL W/4 SM-ORN | PCE | 1 | 150.08
EDGE8-CP32-VC | EDGE8 MTP QPLEX PANEL W/4 SM-WHT | PCE | 1 | 150.08
ETM8-50A-Q-BD | MOD PORT TAP EDGE8 LC/LC MM 50:50 (BiDi) | PCE | 1 | 1466.32
EDC-STEEL-2P-NH | ENVR DIST CNTR, 2 PANEL, STAINLESS | PCE | 1 | 2649.24
EDC-STEEL-6P-NH | ENVR DIST CNTR, 6 PANEL, STAINLESS | PCE | 1 | 3254.06
WMO-CP04-LA-85 | WMO PNL 4F LC DUP KEY/N-KEY RED, WHITE | PCE | 1 | 55.94
ECM8-05E6-QE8B-003M | EDGE8 UNIV PB MOD 8F LCDUP/MTP OM4 3M | PCE | 1 | 642.86
CCH-UM24-04-90G | CCH MODULE 24F LCDUPSHUTT/MTPF | PCE | 1 | 1168.46
ECM12-UM08-05-E6Q-ULL | EDGE UNIV MOD 8F LCDUP/MTPF OM3/4 | PCE | 1 | 486.66
ECM12-UM08-04-E8G-ULL | EDGE UNIV MOD 8F LCDUP/MTPAF SM | PCE | 1 | 505.18
ETM8-80A-G | MODULE PORT TAP EDGE8 LC/LC SM 80:20 | PCE | 1 | 1349.02
37HP900162-025F | 6F PDC ULTRA MTPA/LCADUPU 25F | PCE | 1 | 1073.34
ETM8-80A-Q-PREM | MOD PORT TAP EDGE8 LC/LC MM 80:20 (PREM) | PCE | 1 | 1466.32
ETM8-90A-G | MODULE PORT TAP EDGE8 LC/LC SM 90:10 | PCE | 1 | 1410.34
EDGE8-BLANK | EDGE8 BLANKOUT PANEL | PCE | 1 | 37.84
ETM8-50C-Q-R | MOD PORT TAP EDGE8 MTP/MTP MM 50:50 REAR | PCE | 1 | 4398.96
ECM8-UM08-18-E8G-ULL | EDGE8 UNIV MOD 8F LCAPC/MTPAf SM | PCE | 1 | 541.72
004401UR1BG003M | 1F ZBL DRP XXX/SCA 3M | PCE | 1 | 13.72
004401UR1BG003F | 1F ZBL DRP XXX/SCA 3F | PCE | 1 | 11.76
004401UR1BG002M | 1F ZBL DRP XXX/SCA 2M | PCE | 1 | 12.8
004401UR1BG005M | 1F ZBL DRP XXX/SCA 5M | PCE | 1 | 15.62
004401UR1BG006F | 1F ZBL DRP XXX/SCA 6F | PCE | 1 | 12.64
004401UR1BG010F | 1F ZBL DRP XXX/SCA 10F | PCE | 1 | 13.78
004401UR1BG001M | 1F ZBL DRP XXX/SCA 1M | PCE | 1 | 11.84
004401UR1BG010M | 1F ZBL DRP XXX/SCA 10M | PCE | 1 | 20.32
004401UR1BG015F | 1F ZBL DRP XXX/SCA 15F | PCE | 1 | 15.22
004401UR1BG015M | 1F ZBL DRP XXX/SCA 15M | PCE | 1 | 25.02
004401UR1BG020M | 1F ZBL DRP XXX/SCA 20M | PCE | 1 | 29.72
004401UR1BG025F | 1F ZBL DRP XXX/SCA 25F | PCE | 1 | 18.1
004401UR1BG025M | 1F ZBL DRP XXX/SCA 25M | PCE | 1 | 34.42
004401UR1BG030M | 1F ZBL DRP XXX/SCA 30M | PCE | 1 | 39.12
004401UR1BG050F | 1F ZBL DRP XXX/SCA 50F | PCE | 1 | 25.26
004401UR1BG100F | 1F ZBL DRP XXX/SCA 100F | PCE | 1 | 39.56
004401UR4BG001M | 1F ZBL DRP XXX/SCA 1M | PCE | 1 | 12.04
004401UR4BG002M | 1F ZBL DRP XXX/SCA 2M | PCE | 1 | 13.16
004401UR4BG003F | 1F ZBL DRP XXX/SCA 3F | PCE | 1 | 11.94
004401UR4BG003M | 1F ZBL DRP XXX/SCA 3M | PCE | 1 | 14.26
004401UR4BG005M | 1F ZBL DRP XXX/SCA 5M | PCE | 1 | 16.5
004401UR4BG006F | 1F ZBL DRP XXX/SCA 6F | PCE | 1 | 12.94
020201J3112003M | 1F LBL 1.2 R LCU/LCU 3M | PCE | 1 | 15.98
020201J3112005M | 1F LBL 1.2 R LCU/LCU 5M | PCE | 1 | 17.16
020201J3112006F | 1F LBL 1.2 R LCU/LCU 6F | PCE | 1 | 15.28
020201J3112010F | 1F LBL 1.2 R LCU/LCU 10F | PCE | 1 | 16
020201J3112010M | 1F LBL 1.2 R LCU/LCU 10M | PCE | 1 | 20.1
020201J3112015F | 1F LBL 1.2 R LCU/LCU 15F | PCE | 1 | 16.9
020201J3112015M | 1F LBL 1.2 R LCU/LCU 15M | PCE | 1 | 23.08
020201J3112020M | 1F LBL 1.2 R LCU/LCU 20M | PCE | 1 | 26.02
020201J3112025F | 1F LBL 1.2 R LCU/LCU 25F | PCE | 1 | 18.7
020201J3112025M | 1F LBL 1.2 R LCU/LCU 25M | PCE | 1 | 28.98
020201J3112030M | 1F LBL 1.2 R LCU/LCU 30M | PCE | 1 | 31.94
020201J3112050F | 1F LBL 1.2 R LCU/LCU 50F | PCE | 1 | 23.22
020201J3112100F | 1F LBL 1.2 R LCU/LCU 100F | PCE | 1 | 32.22
020272G8131003M | 72F ULT MICR LCU/LCU 3M | PCE | 1 | 2739.9
020272G8131005M | 72F ULT MICR LCU/LCU 5M | PCE | 1 | 2795.74
020272G8131010F | 72F ULT MICR LCU/LCU 10F | PCE | 1 | 2741.24
020272G8131010M | 72F ULT MICR LCU/LCU 10M | PCE | 1 | 2935.36
020272G8131015F | 72F ULT MICR LCU/LCU 15F | PCE | 1 | 2783.8
020272G8131015M | 72F ULT MICR LCU/LCU 15M | PCE | 1 | 3074.94
020272G8131020M | 72F ULT MICR LCU/LCU 20M | PCE | 1 | 3214.54
020272G8131025F | 72F ULT MICR LCU/LCU 25F | PCE | 1 | 2868.88
020272G8131025M | 72F ULT MICR LCU/LCU 25M | PCE | 1 | 3354.16
020272G8131030M | 72F ULT MICR LCU/LCU 30M | PCE | 1 | 3493.76
020272G8131050F | 72F ULT MICR LCU/LCU 50F | PCE | 1 | 3081.66
020272G8131100F | 72F ULT MICR LCU/LCU 100F | PCE | 1 | 3507.16
050502K5120001M | 2F OM1 ZIPR LCDX/LCDX 1M | PCE | 1 | 30.46
050502K5120003F | 2F OM1 ZIPR LCDX/LCDX 3F | PCE | 1 | 30.3
020201J3112003F | 1F LBL 1.2 R LCU/LCU 3F | PCE | 1 | 14.74
004401UR4BG010F | 1F ZBL DRP XXX/SCA 10F | PCE | 1 | 14.32
004401UR4BG010M | 1F ZBL DRP XXX/SCA 10M | PCE | 1 | 22.04
004401UR4BG015F | 1F ZBL DRP XXX/SCA 15F | PCE | 1 | 16
004401UR4BG015M | 1F ZBL DRP XXX/SCA 15M | PCE | 1 | 27.64
004401UR4BG020M | 1F ZBL DRP XXX/SCA 20M | PCE | 1 | 33.2
004401UR4BG025F | 1F ZBL DRP XXX/SCA 25F | PCE | 1 | 19.42
004401UR4BG025M | 1F ZBL DRP XXX/SCA 25M | PCE | 1 | 38.76
004401UR4BG030M | 1F ZBL DRP XXX/SCA 30M | PCE | 1 | 44.32
004401UR4BG100F | 1F ZBL DRP XXX/SCA 100F | PCE | 1 | 44.86
020201G3116001M | 1F ULT 1.6 R LCU/LCU 1M | PCE | 1 | 14.7
020201G3116002M | 1F ULT 1.6 R LCU/LCU 2M | PCE | 1 | 15.18
020201G3116003F | 1F ULT 1.6 R LCU/LCU 3F | PCE | 1 | 14.66
020201G3116003M | 1F ULT 1.6 R LCU/LCU 3M | PCE | 1 | 15.7
020201G3116005M | 1F ULT 1.6 R LCU/LCU 5M | PCE | 1 | 16.68
020201G3116006F | 1F ULT 1.6 R LCU/LCU 6F | PCE | 1 | 15.1
020201G3116010F | 1F ULT 1.6 R LCU/LCU 10F | PCE | 1 | 15.7
020201G3116010M | 1F ULT 1.6 R LCU/LCU 10M | PCE | 1 | 19.16
020201G3116015F | 1F ULT 1.6 R LCU/LCU 15F | PCE | 1 | 16.46
020201G3116015M | 1F ULT 1.6 R LCU/LCU 15M | PCE | 1 | 21.66
020201G3116020M | 1F ULT 1.6 R LCU/LCU 20M | PCE | 1 | 24.12
020201G3116025F | 1F ULT 1.6 R LCU/LCU 25F | PCE | 1 | 17.98
020201G3116025M | 1F ULT 1.6 R LCU/LCU 25M | PCE | 1 | 26.62
020201G3116030M | 1F ULT 1.6 R LCU/LCU 30M | PCE | 1 | 29.1
020201G3116050F | 1F ULT 1.6 R LCU/LCU 50F | PCE | 1 | 21.76
020201G3116100F | 1F ULT 1.6 R LCU/LCU 100F | PCE | 1 | 29.34
020201J3112001M | 1F LBL 1.2 R LCU/LCU 1M | PCE | 1 | 14.8
020201J3112002M | 1F LBL 1.2 R LCU/LCU 2M | PCE | 1 | 15.38
050502K5120003M | 2F OM1 ZIPR LCDX/LCDX 3M | PCE | 1 | 34.38
444401UR1BG020M | 1F ZBL DRP SCA/SCA 20M | PCE | 1 | 40.62
444401UR1BG025F | 1F ZBL DRP SCA/SCA 25F | PCE | 1 | 29
444401UR1BG025M | 1F ZBL DRP SCA/SCA 25M | PCE | 1 | 45.34
444401UR1BG030M | 1F ZBL DRP SCA/SCA 30M | PCE | 1 | 50.04
444401UR1BG050F | 1F ZBL DRP SCA/SCA 50F | PCE | 1 | 36.16
444401UR1BG100F | 1F ZBL DRP SCA/SCA 100F | PCE | 1 | 50.48
444401UR4BG001M | 1F ZBL DRP SCA/SCA 1M | PCE | 1 | 22.96
444401UR4BG002M | 1F ZBL DRP SCA/SCA 2M | PCE | 1 | 24.08
444401UR4BG003F | 1F ZBL DRP SCA/SCA 3F | PCE | 1 | 22.86
444401UR4BG003M | 1F ZBL DRP SCA/SCA 3M | PCE | 1 | 25.18
444401UR4BG005M | 1F ZBL DRP SCA/SCA 5M | PCE | 1 | 27.42
444401UR4BG006F | 1F ZBL DRP SCA/SCA 6F | PCE | 1 | 23.86
444401UR4BG010F | 1F ZBL DRP SCA/SCA 10F | PCE | 1 | 25.24
444401UR4BG010M | 1F ZBL DRP SCA/SCA 10M | PCE | 1 | 32.96
444401UR4BG015F | 1F ZBL DRP SCA/SCA 15F | PCE | 1 | 26.92
444401UR4BG015M | 1F ZBL DRP SCA/SCA 15M | PCE | 1 | 38.54
444401UR4BG020M | 1F ZBL DRP SCA/SCA 20M | PCE | 1 | 44.12
444401UR4BG025F | 1F ZBL DRP SCA/SCA 25F | PCE | 1 | 30.32
444401UR4BG025M | 1F ZBL DRP SCA/SCA 25M | PCE | 1 | 49.68
444401UR4BG030M | 1F ZBL DRP SCA/SCA 30M | PCE | 1 | 55.24
444401UR4BG050F | 1F ZBL DRP SCA/SCA 50F | PCE | 1 | 38.8
444401UR4BG100F | 1F ZBL DRP SCA/SCA 100F | PCE | 1 | 55.78
444448G8131003M | 48F ULT MICR SCA/SCA 3M | PCE | 117 | 1868.88
444448G8131005M | 48F ULT MICR SCA/SCA 5M | PCE | 70 | 1905.84
444448G8131010F | 48F ULT MICR SCA/SCA 10F | PCE | 115 | 1869.76
444448G8131010M | 48F ULT MICR SCA/SCA 10M | PCE | 35 | 1998.26
444448G8131015F | 48F ULT MICR SCA/SCA 15F | PCE | 77 | 1897.92
444401UR1BG015M | 1F ZBL DRP SCA/SCA 15M | PCE | 1 | 35.92
444401G3116050F | 1F ULT 1.6 R SCA/SCA 50F | PCE | 1 | 27.12
444401G3116100F | 1F ULT 1.6 R SCA/SCA 100F | PCE | 1 | 34.7
444401J3112001M | 1F LBL 1.2 R SCA/SCA 1M | PCE | 1 | 20.16
444401J3112002M | 1F LBL 1.2 R SCA/SCA 2M | PCE | 1 | 20.74
444401J3112003F | 1F LBL 1.2 R SCA/SCA 3F | PCE | 1 | 20.1
444401J3112003M | 1F LBL 1.2 R SCA/SCA 3M | PCE | 1 | 21.34
444401J3112005M | 1F LBL 1.2 R SCA/SCA 5M | PCE | 1 | 22.52
444401J3112006F | 1F LBL 1.2 R SCA/SCA 6F | PCE | 1 | 20.64
444401J3112010F | 1F LBL 1.2 R SCA/SCA 10F | PCE | 1 | 21.36
444401J3112010M | 1F LBL 1.2 R SCA/SCA 10M | PCE | 1 | 25.48
444401J3112015F | 1F LBL 1.2 R SCA/SCA 15F | PCE | 1 | 22.26
444401J3112015M | 1F LBL 1.2 R SCA/SCA 15M | PCE | 1 | 28.44
444401J3112020M | 1F LBL 1.2 R SCA/SCA 20M | PCE | 1 | 31.38
444401J3112025F | 1F LBL 1.2 R SCA/SCA 25F | PCE | 1 | 24.06
444401J3112025M | 1F LBL 1.2 R SCA/SCA 25M | PCE | 1 | 34.34
444401J3112030M | 1F LBL 1.2 R SCA/SCA 30M | PCE | 1 | 37.3
444401J3112050F | 1F LBL 1.2 R SCA/SCA 50F | PCE | 1 | 28.58
444401J3112100F | 1F LBL 1.2 R SCA/SCA 100F | PCE | 1 | 37.58
444401UR1BG001M | 1F ZBL DRP SCA/SCA 1M | PCE | 1 | 22.76
444401UR1BG002M | 1F ZBL DRP SCA/SCA 2M | PCE | 1 | 23.72
444401UR1BG003F | 1F ZBL DRP SCA/SCA 3F | PCE | 1 | 22.68
444401UR1BG003M | 1F ZBL DRP SCA/SCA 3M | PCE | 1 | 24.64
444401UR1BG005M | 1F ZBL DRP SCA/SCA 5M | PCE | 1 | 26.52
444401UR1BG006F | 1F ZBL DRP SCA/SCA 6F | PCE | 1 | 23.56
444401UR1BG010F | 1F ZBL DRP SCA/SCA 10F | PCE | 1 | 24.7
444401UR1BG010M | 1F ZBL DRP SCA/SCA 10M | PCE | 1 | 31.22
444401UR1BG015F | 1F ZBL DRP SCA/SCA 15F | PCE | 1 | 26.14
444448G8131015M | 48F ULT MICR SCA/SCA 15M | PCE | 24 | 2090.66
575702K5120010F | 2F OM1 ZIPR SCDX/SCDX 10F | PCE | 1 | 47.84
575702K5120010M | 2F OM1 ZIPR SCDX/SCDX 10M | PCE | 1 | 61.44
575702K5120015F | 2F OM1 ZIPR SCDX/SCDX 15F | PCE | 1 | 50.82
575702K5120015M | 2F OM1 ZIPR SCDX/SCDX 15M | PCE | 1 | 71.22
575702K5120020M | 2F OM1 ZIPR SCDX/SCDX 20M | PCE | 1 | 81
575702K5120025F | 2F OM1 ZIPR SCDX/SCDX 25F | PCE | 1 | 56.8
575702K5120025M | 2F OM1 ZIPR SCDX/SCDX 25M | PCE | 1 | 90.78
575702K5120030M | 2F OM1 ZIPR SCDX/SCDX 30M | PCE | 1 | 100.56
575702K5120050F | 2F OM1 ZIPR SCDX/SCDX 50F | PCE | 1 | 71.7
575702K5120100F | 2F OM1 ZIPR SCDX/SCDX 100F | PCE | 1 | 101.5
585836G8131003M | 36F ULT MICR SCU/SCU 3M | PCE | 117 | 1372.46
585836G8131005M | 36F ULT MICR SCU/SCU 5M | PCE | 70 | 1402
585836G8131010F | 36F ULT MICR SCU/SCU 10F | PCE | 115 | 1373.16
585836G8131010M | 36F ULT MICR SCU/SCU 10M | PCE | 35 | 1475.98
585836G8131015F | 36F ULT MICR SCU/SCU 15F | PCE | 77 | 1395.7
585836G8131015M | 36F ULT MICR SCU/SCU 15M | PCE | 24 | 1549.92
585836G8131020M | 36F ULT MICR SCU/SCU 20M | PCE | 18 | 1623.88
585836G8131025F | 36F ULT MICR SCU/SCU 25F | PCE | 46 | 1440.76
585836G8131025M | 36F ULT MICR SCU/SCU 25M | PCE | 14 | 1697.84
585836G8131030M | 36F ULT MICR SCU/SCU 30M | PCE | 12 | 1771.78
585836G8131050F | 36F ULT MICR SCU/SCU 50F | PCE | 23 | 1553.48
585836G8131100F | 36F ULT MICR SCU/SCU 100F | PCE | 12 | 1778.88
797902QD120001M | 2F OM4 DFXR LCDX/LCDX 1M | PCE | 1 | 51.28
797902QD120002M | 2F OM4 DFXR LCDX/LCDX 2M | PCE | 1 | 52.8
797902QD120003M | 2F OM4 DFXR LCDX/LCDX 3M | PCE | 1 | 54.34
797902TD120001M | 2F OM3 DFXR LCDX/LCDX 1M | PCE | 1 | 51
797902TD120002M | 2F OM3 DFXR LCDX/LCDX 2M | PCE | 1 | 52.24
575702K5120006F | 2F OM1 ZIPR SCDX/SCDX 6F | PCE | 1 | 45.46
444448G8131020M | 48F ULT MICR SCA/SCA 20M | PCE | 18 | 2183.1
444448G8131025F | 48F ULT MICR SCA/SCA 25F | PCE | 46 | 1954.26
444448G8131025M | 48F ULT MICR SCA/SCA 25M | PCE | 14 | 2275.5
444448G8131030M | 48F ULT MICR SCA/SCA 30M | PCE | 12 | 2367.9
444448G8131050F | 48F ULT MICR SCA/SCA 50F | PCE | 23 | 2095.12
444448G8131100F | 48F ULT MICR SCA/SCA 100F | PCE | 12 | 2376.78
505002K5120006F | 2F OM1 ZIPR ST/ST 6F | PCE | 1 | 18.34
505002K5120010F | 2F OM1 ZIPR ST/ST 10F | PCE | 1 | 20.72
505002K5120015F | 2F OM1 ZIPR ST/ST 15F | PCE | 1 | 23.7
505002K5120025F | 2F OM1 ZIPR ST/ST 25F | PCE | 1 | 29.66
505002K5120050F | 2F OM1 ZIPR ST/ST 50F | PCE | 1 | 44.56
505002K5120100F | 2F OM1 ZIPR ST/ST 100F | PCE | 1 | 74.38
505702K5120002M | 2F OM1 ZIPR ST/SCDX 2M | PCE | 1 | 32.24
505702K5120003F | 2F OM1 ZIPR ST/SCDX 3F | PCE | 1 | 30.1
505702K5120005M | 2F OM1 ZIPR ST/SCDX 5M | PCE | 1 | 38.1
505702K5120006F | 2F OM1 ZIPR ST/SCDX 6F | PCE | 1 | 31.9
505702K5120010F | 2F OM1 ZIPR ST/SCDX 10F | PCE | 1 | 34.28
505702K5120010M | 2F OM1 ZIPR ST/SCDX 10M | PCE | 1 | 47.88
505702K5120015F | 2F OM1 ZIPR ST/SCDX 15F | PCE | 1 | 37.26
505702K5120015M | 2F OM1 ZIPR ST/SCDX 15M | PCE | 1 | 57.66
505702K5120020M | 2F OM1 ZIPR ST/SCDX 20M | PCE | 1 | 67.44
505702K5120025F | 2F OM1 ZIPR ST/SCDX 25F | PCE | 1 | 43.22
505702K5120025M | 2F OM1 ZIPR ST/SCDX 25M | PCE | 1 | 77.22
505702K5120030F | 2F OM1 ZIPR ST/SCDX 30F | PCE | 1 | 46.2
505702K5120030M | 2F OM1 ZIPR ST/SCDX 30M | PCE | 1 | 87
575702K5120001M | 2F OM1 ZIPR SCDX/SCDX 1M | PCE | 1 | 43.84
575702K5120005M | 2F OM1 ZIPR SCDX/SCDX 5M | PCE | 1 | 51.66
222201G3116010M | 1F ULT 1.6 R LCA/LCA 10M | PCE | 1 | 22.76
222201G3116015F | 1F ULT 1.6 R LCA/LCA 15F | PCE | 1 | 20.06
222201G3116015M | 1F ULT 1.6 R LCA/LCA 15M | PCE | 1 | 25.24
222201G3116020M | 1F ULT 1.6 R LCA/LCA 20M | PCE | 1 | 27.72
222201G3116025F | 1F ULT 1.6 R LCA/LCA 25F | PCE | 1 | 21.58
222201G3116025M | 1F ULT 1.6 R LCA/LCA 25M | PCE | 1 | 30.22
222201G3116030M | 1F ULT 1.6 R LCA/LCA 30M | PCE | 1 | 32.7
222201G3116050F | 1F ULT 1.6 R LCA/LCA 50F | PCE | 1 | 25.36
222201G3116100F | 1F ULT 1.6 R LCA/LCA 100F | PCE | 1 | 32.92
222201J3112001M | 1F LBL 1.2 R LCA/LCA 1M | PCE | 1 | 18.38
222201J3112002M | 1F LBL 1.2 R LCA/LCA 2M | PCE | 1 | 18.98
222201J3112003F | 1F LBL 1.2 R LCA/LCA 3F | PCE | 1 | 18.32
222201J3112003M | 1F LBL 1.2 R LCA/LCA 3M | PCE | 1 | 19.58
222201J3112005M | 1F LBL 1.2 R LCA/LCA 5M | PCE | 1 | 20.76
222201J3112006F | 1F LBL 1.2 R LCA/LCA 6F | PCE | 1 | 18.88
222201J3112010F | 1F LBL 1.2 R LCA/LCA 10F | PCE | 1 | 19.58
222201J3112010M | 1F LBL 1.2 R LCA/LCA 10M | PCE | 1 | 23.7
222201J3112015F | 1F LBL 1.2 R LCA/LCA 15F | PCE | 1 | 20.48
222201J3112015M | 1F LBL 1.2 R LCA/LCA 15M | PCE | 1 | 26.66
222201J3112020M | 1F LBL 1.2 R LCA/LCA 20M | PCE | 1 | 29.62
222201J3112025F | 1F LBL 1.2 R LCA/LCA 25F | PCE | 1 | 22.3
222201J3112025M | 1F LBL 1.2 R LCA/LCA 25M | PCE | 1 | 32.58
222201J3112030M | 1F LBL 1.2 R LCA/LCA 30M | PCE | 1 | 35.54
222201J3112050F | 1F LBL 1.2 R LCA/LCA 50F | PCE | 1 | 26.82
222201J3112100F | 1F LBL 1.2 R LCA/LCA 100F | PCE | 1 | 35.82
2222E4G8131003M | 144F ULT MICR LCA/LCA 3M | PCE | 1 | 5609.36
2222E4G8131005M | 144F ULT MICR LCA/LCA 5M | PCE | 1 | 5722.06
222201G3116010F | 1F ULT 1.6 R LCA/LCA 10F | PCE | 1 | 19.3
050502K5120005M | 2F OM1 ZIPR LCDX/LCDX 5M | PCE | 1 | 38.3
050502K5120006F | 2F OM1 ZIPR LCDX/LCDX 6F | PCE | 1 | 32.1
050502K5120010F | 2F OM1 ZIPR LCDX/LCDX 10F | PCE | 1 | 34.48
050502K5120010M | 2F OM1 ZIPR LCDX/LCDX 10M | PCE | 1 | 48.08
050502K5120015F | 2F OM1 ZIPR LCDX/LCDX 15F | PCE | 1 | 37.46
050502K5120015M | 2F OM1 ZIPR LCDX/LCDX 15M | PCE | 1 | 57.84
050502K5120020M | 2F OM1 ZIPR LCDX/LCDX 20M | PCE | 1 | 67.62
050502K5120025F | 2F OM1 ZIPR LCDX/LCDX 25F | PCE | 1 | 43.42
050502K5120025M | 2F OM1 ZIPR LCDX/LCDX 25M | PCE | 1 | 77.4
050502K5120030M | 2F OM1 ZIPR LCDX/LCDX 30M | PCE | 1 | 87.18
050502K5120050F | 2F OM1 ZIPR LCDX/LCDX 50F | PCE | 1 | 58.32
050502K5120100F | 2F OM1 ZIPR LCDX/LCDX 100F | PCE | 1 | 88.12
055702K5120003F | 2F OM1 ZIPR LCDX/SCDX 3F | PCE | 1 | 36.98
055702K5120003M | 2F OM1 ZIPR LCDX/SCDX 3M | PCE | 1 | 41.06
055702K5120006F | 2F OM1 ZIPR LCDX/SCDX 6F | PCE | 1 | 38.78
055702K5120010F | 2F OM1 ZIPR LCDX/SCDX 10F | PCE | 1 | 41.16
055702K5120015F | 2F OM1 ZIPR LCDX/SCDX 15F | PCE | 1 | 44.14
055702K5120025F | 2F OM1 ZIPR LCDX/SCDX 25F | PCE | 1 | 50.1
055702K5120030M | 2F OM1 ZIPR LCDX/SCDX 30M | PCE | 1 | 93.86
055702K5120100F | 2F OM1 ZIPR LCDX/SCDX 100F | PCE | 1 | 94.82
055702K5120450F | 2F OM1 ZIPR LCDX/SCDX 450F | PCE | 1 | 303.44
222201G3116001M | 1F ULT 1.6 R LCA/LCA 1M | PCE | 1 | 18.3
222201G3116002M | 1F ULT 1.6 R LCA/LCA 2M | PCE | 1 | 18.78
222201G3116003F | 1F ULT 1.6 R LCA/LCA 3F | PCE | 1 | 18.24
222201G3116003M | 1F ULT 1.6 R LCA/LCA 3M | PCE | 1 | 19.28
222201G3116005M | 1F ULT 1.6 R LCA/LCA 5M | PCE | 1 | 20.28
222201G3116006F | 1F ULT 1.6 R LCA/LCA 6F | PCE | 1 | 18.7
2222E4G8131010F | 144F ULT MICR LCA/LCA 10F | PCE | 1 | 5612.06
224401J3112003M | 1F LBL 1.2 R LCA/SCA 3M | PCE | 1 | 20.46
224401J3112005M | 1F LBL 1.2 R LCA/SCA 5M | PCE | 1 | 21.64
224401J3112006F | 1F LBL 1.2 R LCA/SCA 6F | PCE | 1 | 19.76
224401J3112010F | 1F LBL 1.2 R LCA/SCA 10F | PCE | 1 | 20.48
224401J3112010M | 1F LBL 1.2 R LCA/SCA 10M | PCE | 1 | 24.58
224401J3112015F | 1F LBL 1.2 R LCA/SCA 15F | PCE | 1 | 21.36
224401J3112015M | 1F LBL 1.2 R LCA/SCA 15M | PCE | 1 | 27.56
224401J3112020M | 1F LBL 1.2 R LCA/SCA 20M | PCE | 1 | 30.5
224401J3112025F | 1F LBL 1.2 R LCA/SCA 25F | PCE | 1 | 23.18
224401J3112025M | 1F LBL 1.2 R LCA/SCA 25M | PCE | 1 | 33.46
224401J3112030M | 1F LBL 1.2 R LCA/SCA 30M | PCE | 1 | 36.42
224401J3112050F | 1F LBL 1.2 R LCA/SCA 50F | PCE | 1 | 27.7
224401J3112100F | 1F LBL 1.2 R LCA/SCA 100F | PCE | 1 | 36.7
444401G3116001M | 1F ULT 1.6 R SCA/SCA 1M | PCE | 1 | 20.06
444401G3116002M | 1F ULT 1.6 R SCA/SCA 2M | PCE | 1 | 20.54
444401G3116003F | 1F ULT 1.6 R SCA/SCA 3F | PCE | 1 | 20.02
444401G3116003M | 1F ULT 1.6 R SCA/SCA 3M | PCE | 1 | 21.06
444401G3116005M | 1F ULT 1.6 R SCA/SCA 5M | PCE | 1 | 22.04
444401G3116006F | 1F ULT 1.6 R SCA/SCA 6F | PCE | 1 | 20.48
444401G3116010F | 1F ULT 1.6 R SCA/SCA 10F | PCE | 1 | 21.08
444401G3116010M | 1F ULT 1.6 R SCA/SCA 10M | PCE | 1 | 24.52
444401G3116015F | 1F ULT 1.6 R SCA/SCA 15F | PCE | 1 | 21.82
444401G3116015M | 1F ULT 1.6 R SCA/SCA 15M | PCE | 1 | 27.02
444401G3116020M | 1F ULT 1.6 R SCA/SCA 20M | PCE | 1 | 29.5
444401G3116025F | 1F ULT 1.6 R SCA/SCA 25F | PCE | 1 | 23.34
444401G3116025M | 1F ULT 1.6 R SCA/SCA 25M | PCE | 1 | 31.98
444401G3116030M | 1F ULT 1.6 R SCA/SCA 30M | PCE | 1 | 34.46
224401J3112003F | 1F LBL 1.2 R LCA/SCA 3F | PCE | 1 | 19.2
2222E4G8131010M | 144F ULT MICR LCA/LCA 10M | PCE | 1 | 6003.82
2222E4G8131015F | 144F ULT MICR LCA/LCA 15F | PCE | 1 | 5697.94
2222E4G8131015M | 144F ULT MICR LCA/LCA 15M | PCE | 1 | 6285.62
2222E4G8131020M | 144F ULT MICR LCA/LCA 20M | PCE | 1 | 6567.4
2222E4G8131025F | 144F ULT MICR LCA/LCA 25F | PCE | 1 | 5869.72
2222E4G8131025M | 144F ULT MICR LCA/LCA 25M | PCE | 1 | 6849.16
2222E4G8131030M | 144F ULT MICR LCA/LCA 30M | PCE | 1 | 7130.94
2222E4G8131050F | 144F ULT MICR LCA/LCA 50F | PCE | 1 | 6299.16
2222E4G8131100F | 144F ULT MICR LCA/LCA 100F | PCE | 1 | 7157.98
224401G3116001M | 1F ULT 1.6 R LCA/SCA 1M | PCE | 1 | 19.18
224401G3116002M | 1F ULT 1.6 R LCA/SCA 2M | PCE | 1 | 19.66
224401G3116003F | 1F ULT 1.6 R LCA/SCA 3F | PCE | 1 | 19.14
224401G3116003M | 1F ULT 1.6 R LCA/SCA 3M | PCE | 1 | 20.18
224401G3116005M | 1F ULT 1.6 R LCA/SCA 5M | PCE | 1 | 21.16
224401G3116006F | 1F ULT 1.6 R LCA/SCA 6F | PCE | 1 | 19.58
224401G3116010F | 1F ULT 1.6 R LCA/SCA 10F | PCE | 1 | 20.18
224401G3116010M | 1F ULT 1.6 R LCA/SCA 10M | PCE | 1 | 23.64
224401G3116015F | 1F ULT 1.6 R LCA/SCA 15F | PCE | 1 | 20.94
224401G3116015M | 1F ULT 1.6 R LCA/SCA 15M | PCE | 1 | 26.14
224401G3116020M | 1F ULT 1.6 R LCA/SCA 20M | PCE | 1 | 28.6
224401G3116025F | 1F ULT 1.6 R LCA/SCA 25F | PCE | 1 | 22.46
224401G3116025M | 1F ULT 1.6 R LCA/SCA 25M | PCE | 1 | 31.1
224401G3116030M | 1F ULT 1.6 R LCA/SCA 30M | PCE | 1 | 33.58
224401G3116050F | 1F ULT 1.6 R LCA/SCA 50F | PCE | 1 | 26.24
224401G3116100F | 1F ULT 1.6 R LCA/SCA 100F | PCE | 1 | 33.82
224401J3112001M | 1F LBL 1.2 R LCA/SCA 1M | PCE | 1 | 19.28
224401J3112002M | 1F LBL 1.2 R LCA/SCA 2M | PCE | 1 | 19.86
GE7E7E4GPNDDU030F | 144F EDGE8 P OS2 MTP/MTP 30F | PCE | 1 | 10593.36
GE7E7E4GPNDDU020M | 144F EDGE8 P OS2 MTP/MTP 20M | PCE | 1 | 11582.2
GE7E7E4GPNDDU020F | 144F EDGE8 P OS2 MTP/MTP 20F | PCE | 1 | 10315.74
GE7E7E4GPNDDU030M | 144F EDGE8 P OS2 MTP/MTP 30M | PCE | 1 | 12493.04
GE7E7E4GPNDDU040F | 144F EDGE8 P OS2 MTP/MTP 40F | PCE | 1 | 10870.98
GE7E7E4GPNDDU050F | 144F EDGE8 P OS2 MTP/MTP 50F | PCE | 1 | 11148.62
GE7E7E4GPNDDU010M | 144F EDGE8 P OS2 MTP/MTP 10M | PCE | 1 | 10671.32
GE7E7E4GPNDDU010F | 144F EDGE8 P OS2 MTP/MTP 10F | PCE | 1 | 10038.1
GE7E7E4GPNDDU005M | 144F EDGE8 P OS2 MTP/MTP 5M | PCE | 1 | 10215.9
GE7E7E4GPNDDU003M | 144F EDGE8 P OS2 MTP/MTP 3M | PCE | 1 | 10033.74
GE7E796GPNDDU100F | 96F EDGE8 P OS2 MTP/MTP 100F | PCE | 1 | 8432.34
GE7E796GPNDDU050M | 96F EDGE8 P OS2 MTP/MTP 50M | PCE | 1 | 9616.6
GE7E796GPNDDU050F | 96F EDGE8 P OS2 MTP/MTP 50F | PCE | 1 | 7507.76
GE7E7E4GPNDDU050M | 144F EDGE8 P OS2 MTP/MTP 50M | PCE | 1 | 14314.74
GE7E7K2GPNDDU010F | 192F EDGE8 P OS2 MTP/MTP 10F | PCE | 1 | 13400.72
GE7E7K2GPNDDU010M | 192F EDGE8 P OS2 MTP/MTP 10M | PCE | 1 | 14041.7
GE7E7K2GPNDDU020F | 192F EDGE8 P OS2 MTP/MTP 20F | PCE | 1 | 13681.72
GE7E7K2GPNDDU030F | 192F EDGE8 P OS2 MTP/MTP 30F | PCE | 1 | 13962.8
GE7E7K2GPNDDU040F | 192F EDGE8 P OS2 MTP/MTP 40F | PCE | 1 | 14243.8
GE7E7K2GPNDDU100F | 192F EDGE8 P OS2 MTP/MTP 100F | PCE | 1 | 15930.06
GE7E7U8GPNDDU003M | 288F EDGE8 P OS2 MTP/MTP 3M | PCE | 1 | 19892.5
GE7E7U8GPNDDU005M | 288F EDGE8 P OS2 MTP/MTP 5M | PCE | 1 | 20153.78
GE7E7U8GPNDDU010F | 288F EDGE8 P OS2 MTP/MTP 10F | PCE | 1 | 19898.78
GE7E7U8GPNDDU010M | 288F EDGE8 P OS2 MTP/MTP 10M | PCE | 1 | 20807
GE7E7U8GPNDDU020F | 288F EDGE8 P OS2 MTP/MTP 20F | PCE | 1 | 20296.98
GE7E7U8GPNDDU020M | 288F EDGE8 P OS2 MTP/MTP 20M | PCE | 1 | 22113.36
GE7E7U8GPNDDU030F | 288F EDGE8 P OS2 MTP/MTP 30F | PCE | 1 | 20695.16
GE7E796GPNDDU040F | 96F EDGE8 P OS2 MTP/MTP 40F | PCE | 1 | 7322.84
GE7E748GPNDDU010M | 48F EDGE8 P OS2 MTP/MTP 10M | PCE | 1 | 3356.84
GE7E748GPNDDU020F | 48F EDGE8 P OS2 MTP/MTP 20F | PCE | 1 | 3238.4
GE7E748GPNDDU020M | 48F EDGE8 P OS2 MTP/MTP 20M | PCE | 1 | 3660.2
GE7E748GPNDDU030F | 48F EDGE8 P OS2 MTP/MTP 30F | PCE | 1 | 3330.88
GE7E748GPNDDU030M | 48F EDGE8 P OS2 MTP/MTP 30M | PCE | 1 | 3963.52
GE7E748GPNDDU040F | 48F EDGE8 P OS2 MTP/MTP 40F | PCE | 1 | 3423.34
GE7E748GPNDDU050F | 48F EDGE8 P OS2 MTP/MTP 50F | PCE | 1 | 3515.78
GE7E748GPNDDU050M | 48F EDGE8 P OS2 MTP/MTP 50M | PCE | 1 | 4570.2
GE7E748GPNDDU100F | 48F EDGE8 P OS2 MTP/MTP 100F | PCE | 1 | 3978.08
GE7E772GPNDDU005M | 72F EDGE8 P OS2 MTP/MTP 5M | PCE | 1 | 5221.44
GE7E772GPNDDU010F | 72F EDGE8 P OS2 MTP/MTP 10F | PCE | 1 | 5132.6
GE7E772GPNDDU010M | 72F EDGE8 P OS2 MTP/MTP 10M | PCE | 1 | 5448.94
GE7E772GPNDDU020F | 72F EDGE8 P OS2 MTP/MTP 20F | PCE | 1 | 5271.32
GE7E772GPNDDU020M | 72F EDGE8 P OS2 MTP/MTP 20M | PCE | 1 | 5903.96
GE7E772GPNDDU030F | 72F EDGE8 P OS2 MTP/MTP 30F | PCE | 1 | 5409.98
GE7E772GPNDDU030M | 72F EDGE8 P OS2 MTP/MTP 30M | PCE | 1 | 6358.98
GE7E772GPNDDU040F | 72F EDGE8 P OS2 MTP/MTP 40F | PCE | 1 | 5548.68
GE7E772GPNDDU050F | 72F EDGE8 P OS2 MTP/MTP 50F | PCE | 1 | 5687.36
GE7E772GPNDDU050M | 72F EDGE8 P OS2 MTP/MTP 50M | PCE | 1 | 7269
GE7E796GPNDDU003M | 96F EDGE8 P OS2 MTP/MTP 3M | PCE | 1 | 6765.18
GE7E796GPNDDU005M | 96F EDGE8 P OS2 MTP/MTP 5M | PCE | 1 | 6886.52
GE7E796GPNDDU010F | 96F EDGE8 P OS2 MTP/MTP 10F | PCE | 1 | 6768.1
GE7E796GPNDDU010M | 96F EDGE8 P OS2 MTP/MTP 10M | PCE | 1 | 7189.86
GE7E796GPNDDU020F | 96F EDGE8 P OS2 MTP/MTP 20F | PCE | 1 | 6953
GE7E796GPNDDU020M | 96F EDGE8 P OS2 MTP/MTP 20M | PCE | 1 | 7796.54
GE7E796GPNDDU030F | 96F EDGE8 P OS2 MTP/MTP 30F | PCE | 1 | 7137.94
GE7E796GPNDDU030M | 96F EDGE8 P OS2 MTP/MTP 30M | PCE | 1 | 8403.22
GE7E7U8GPNDDU030M | 288F EDGE8 P OS2 MTP/MTP 30M | PCE | 1 | 23419.7
H937912TPH-3A005M | 12F EDGE HAR OM3 MTP/LC 5M | PCE | 1 | 802.32
H937912TPH-3A010F | 12F EDGE HAR OM3 MTP/LC 10F | PCE | 1 | 788.64
H937912TPH-3A020F | 12F EDGE HAR OM3 MTP/LC 20F | PCE | 1 | 809.98
H937912TPH-4A001M | 12F EDGE HAR OM3 MTP/LC 1M | PCE | 1 | 774.3
H937912TPH-4A003F | 12F EDGE HAR OM3 MTP/LC 3F | PCE | 1 | 773.7
H937912TPH-4A003M | 12F EDGE HAR OM3 MTP/LC 3M | PCE | 1 | 788.3
H937912TPH-4A005M | 12F EDGE HAR OM3 MTP/LC 5M | PCE | 1 | 802.32
H937912TPH-4A010F | 12F EDGE HAR OM3 MTP/LC 10F | PCE | 1 | 788.64
H937912TPH-4A020F | 12F EDGE HAR OM3 MTP/LC 20F | PCE | 1 | 809.98
H937912TPH-5A001M | 12F EDGE HAR OM3 MTP/LC 1M | PCE | 1 | 774.3
H937912TPH-5A003F | 12F EDGE HAR OM3 MTP/LC 3F | PCE | 1 | 773.7
H937912TPH-5A003M | 12F EDGE HAR OM3 MTP/LC 3M | PCE | 1 | 788.3
H937912TPH-5A005M | 12F EDGE HAR OM3 MTP/LC 5M | PCE | 1 | 802.32
HE57908QPH-1B001M | 8F EDGE8 HAR OM4 MTP/LC 1M | PCE | 1 | 790.2
HE57908QPH-1B003F | 8F EDGE8 HAR OM4 MTP/LC 3F | PCE | 1 | 788.76
HE57908QPH-1B003M | 8F EDGE8 HAR OM4 MTP/LC 3M | PCE | 1 | 823.72
HE57908QPH-1B005M | 8F EDGE8 HAR OM4 MTP/LC 5M | PCE | 1 | 857.22
HE57908QPH-1B010F | 8F EDGE8 HAR OM4 MTP/LC 10F | PCE | 1 | 824.5
HE57908QPH-1B020F | 8F EDGE8 HAR OM4 MTP/LC 20F | PCE | 1 | 875.56
HE57908QPH-2B001M | 8F EDGE8 HAR OM4 MTP/LC 1M | PCE | 1 | 790.2
HE57908QPH-2B003F | 8F EDGE8 HAR OM4 MTP/LC 3F | PCE | 1 | 788.76
HE57908QPH-2B003M | 8F EDGE8 HAR OM4 MTP/LC 3M | PCE | 1 | 823.72
HE57908QPH-2B005M | 8F EDGE8 HAR OM4 MTP/LC 5M | PCE | 1 | 857.22
HE57908QPH-2B010F | 8F EDGE8 HAR OM4 MTP/LC 10F | PCE | 1 | 824.5
HE57908QPH-2B020F | 8F EDGE8 HAR OM4 MTP/LC 20F | PCE | 1 | 875.56
HE57908QPH-3B001M | 8F EDGE8 HAR OM4 MTP/LC 1M | PCE | 1 | 790.2
HE57908QPH-3B003F | 8F EDGE8 HAR OM4 MTP/LC 3F | PCE | 1 | 788.76
H937912TPH-3A003M | 12F EDGE HAR OM3 MTP/LC 3M | PCE | 1 | 788.3
GE7E7U8GPNDDU040F | 288F EDGE8 P OS2 MTP/MTP 40F | PCE | 1 | 21093.32
GE7E7U8GPNDDU050F | 288F EDGE8 P OS2 MTP/MTP 50F | PCE | 1 | 21491.52
GE7E7U8GPNDDU050M | 288F EDGE8 P OS2 MTP/MTP 50M | PCE | 1 | 26032.46
GE7E7U8GPNDDU100F | 288F EDGE8 P OS2 MTP/MTP 100F | PCE | 1 | 23482.44
H897812GPH-3B005M | 12F EDGE HAR OS2 MTP/LC 5M | PCE | 1 | 1031.86
H897812GPH-3B010F | 12F EDGE HAR OS2 MTP/LC 10F | PCE | 1 | 1025.38
H897812GPH-4A003F | 12F EDGE HAR OS2 MTP/LC 3F | PCE | 1 | 1018.26
H897812GPH-4A010F | 12F EDGE HAR OS2 MTP/LC 10F | PCE | 1 | 1025.38
H897812GPH-4B003F | 12F EDGE HAR OS2 MTP/LC 3F | PCE | 1 | 1018.26
H897812GPH-4B010F | 12F EDGE HAR OS2 MTP/LC 10F | PCE | 1 | 1025.38
H897812GPH-5A003M | 12F EDGE HAR OS2 MTP/LC 3M | PCE | 1 | 1025.2
H897812GPH-5A010F | 12F EDGE HAR OS2 MTP/LC 10F | PCE | 1 | 1025.38
H897812GPH-5B010F | 12F EDGE HAR OS2 MTP/LC 10F | PCE | 1 | 1025.38
H937912TPH-1A001M | 12F EDGE HAR OM3 MTP/LC 1M | PCE | 1 | 774.3
H937912TPH-1A003F | 12F EDGE HAR OM3 MTP/LC 3F | PCE | 1 | 773.7
H937912TPH-1A003M | 12F EDGE HAR OM3 MTP/LC 3M | PCE | 1 | 788.3
H937912TPH-1A005M | 12F EDGE HAR OM3 MTP/LC 5M | PCE | 1 | 802.32
H937912TPH-1A010F | 12F EDGE HAR OM3 MTP/LC 10F | PCE | 1 | 788.64
H937912TPH-1A020F | 12F EDGE HAR OM3 MTP/LC 20F | PCE | 1 | 809.98
H937912TPH-2A001M | 12F EDGE HAR OM3 MTP/LC 1M | PCE | 1 | 774.3
H937912TPH-2A003F | 12F EDGE HAR OM3 MTP/LC 3F | PCE | 1 | 773.7
H937912TPH-2A003M | 12F EDGE HAR OM3 MTP/LC 3M | PCE | 1 | 788.3
H937912TPH-2A005M | 12F EDGE HAR OM3 MTP/LC 5M | PCE | 1 | 802.32
H937912TPH-2A010F | 12F EDGE HAR OM3 MTP/LC 10F | PCE | 1 | 788.64
H937912TPH-2A020F | 12F EDGE HAR OM3 MTP/LC 20F | PCE | 1 | 809.98
H937912TPH-3A001M | 12F EDGE HAR OM3 MTP/LC 1M | PCE | 1 | 774.3
H937912TPH-3A003F | 12F EDGE HAR OM3 MTP/LC 3F | PCE | 1 | 773.7
GE5E572QPNDDU003M | 72F EDGE8 P OM4 MTP/MTP 3M | PCE | 1 | 5088.76
GE5E572QPNDDU005M | 72F EDGE8 P OM4 MTP/MTP 5M | PCE | 1 | 5413.92
GE5E572QPNDDU010F | 72F EDGE8 P OM4 MTP/MTP 10F | PCE | 1 | 5096.58
GE5E572QPNDDU010M | 72F EDGE8 P OM4 MTP/MTP 10M | PCE | 1 | 6226.8
GE5E572QPNDDU020F | 72F EDGE8 P OM4 MTP/MTP 20F | PCE | 1 | 5592.1
GE5E572QPNDDU030F | 72F EDGE8 P OM4 MTP/MTP 30F | PCE | 1 | 6087.64
GE5E572QPNDDU040F | 72F EDGE8 P OM4 MTP/MTP 40F | PCE | 1 | 6583.16
GE5E572QPNDDU050F | 72F EDGE8 P OM4 MTP/MTP 50F | PCE | 1 | 7078.7
GE5E572QPNDDU100F | 72F EDGE8 P OM4 MTP/MTP 100F | PCE | 1 | 9556.36
GE5E596QPNDDU040F | 96F EDGE8 P OM4 MTP/MTP 40F | PCE | 1 | 8703.06
GE5E596QPNDDU050F | 96F EDGE8 P OM4 MTP/MTP 50F | PCE | 1 | 9363.76
GE5E596QPNDDU050M | 96F EDGE8 P OM4 MTP/MTP 50M | PCE | 1 | 16898.6
GE5E596QPNDDU100F | 96F EDGE8 P OM4 MTP/MTP 100F | PCE | 1 | 12667.3
GE5E5E4QPNDDU005M | 144F EDGE8 P OM4 MTP/MTP 5M | PCE | 1 | 10603.3
GE5E5E4QPNDDU010F | 144F EDGE8 P OM4 MTP/MTP 10F | PCE | 1 | 9968.62
GE5E5E4QPNDDU010M | 144F EDGE8 P OM4 MTP/MTP 10M | PCE | 1 | 12229.06
GE5E5E4QPNDDU020F | 144F EDGE8 P OM4 MTP/MTP 20F | PCE | 1 | 10959.68
GE5E5E4QPNDDU020M | 144F EDGE8 P OM4 MTP/MTP 20M | PCE | 1 | 15480.6
GE5E5E4QPNDDU030F | 144F EDGE8 P OM4 MTP/MTP 30F | PCE | 1 | 11950.72
GE5E5E4QPNDDU030M | 144F EDGE8 P OM4 MTP/MTP 30M | PCE | 1 | 18732.1
GE5E5E4QPNDDU040F | 144F EDGE8 P OM4 MTP/MTP 40F | PCE | 1 | 12941.8
GE5E5E4QPNDDU050F | 144F EDGE8 P OM4 MTP/MTP 50F | PCE | 1 | 13932.88
GE5E5K2QPNDDU003M | 192F EDGE8 P OM4 MTP/MTP 3M | PCE | 1 | 14611.34
GE5E5K2QPNDDU005M | 192F EDGE8 P OM4 MTP/MTP 5M | PCE | 1 | 15383.34
GE5E5K2QPNDDU010F | 192F EDGE8 P OM4 MTP/MTP 10F | PCE | 1 | 14629.9
GE5E5K2QPNDDU010M | 192F EDGE8 P OM4 MTP/MTP 10M | PCE | 1 | 17313.22
GE5E5K2QPNDDU020F | 192F EDGE8 P OM4 MTP/MTP 20F | PCE | 1 | 15806.36
GE5E548QPNDDU100F | 48F EDGE8 P OM4 MTP/MTP 100F | PCE | 1 | 6160.8
G9090E4GPNDDU050M | 144F EDGE P OS2 MTP/MTP 50M | PCE | 1 | 12964.18
G9090E4GPNDDU100F | 144F EDGE P OS2 MTP/MTP 100F | PCE | 1 | 11351.04
G9090K2GPNDDU010F | 192F EDGE P OS2 MTP/MTP 10F | PCE | 1 | 10553.16
G9090K2GPNDDU020F | 192F EDGE P OS2 MTP/MTP 20F | PCE | 1 | 10775.08
G9090K2GPNDDU030F | 192F EDGE P OS2 MTP/MTP 30F | PCE | 1 | 10997.02
G9090K2GPNDDU050F | 192F EDGE P OS2 MTP/MTP 50F | PCE | 1 | 11440.84
G9090K2GPNDDU100F | 192F EDGE P OS2 MTP/MTP 100F | PCE | 1 | 12550.46
G9090U8GPNDDP003M | 288F EDGE P OS2 MTP/MTP 3M | PCE | 1 | 15664.22
G9090U8GPNDDP005M | 288F EDGE P OS2 MTP/MTP 5M | PCE | 1 | 15870.56
G9090U8GPNDDP010F | 288F EDGE P OS2 MTP/MTP 10F | PCE | 1 | 15669.18
G9090U8GPNDDP020F | 288F EDGE P OS2 MTP/MTP 20F | PCE | 1 | 15983.58
G9090U8GPNDDP020M | 288F EDGE P OS2 MTP/MTP 20M | PCE | 1 | 17418.02
G9090U8GPNDDP030F | 288F EDGE P OS2 MTP/MTP 30F | PCE | 1 | 16298.06
G9090U8GPNDDP030M | 288F EDGE P OS2 MTP/MTP 30M | PCE | 1 | 18449.64
G9090U8GPNDDP040F | 288F EDGE P OS2 MTP/MTP 40F | PCE | 1 | 16612.48
G9090U8GPNDDP050F | 288F EDGE P OS2 MTP/MTP 50F | PCE | 1 | 16926.92
G9090U8GPNDDP050M | 288F EDGE P OS2 MTP/MTP 50M | PCE | 1 | 20512.9
G9090U8GPNDDP100F | 288F EDGE P OS2 MTP/MTP 100F | PCE | 1 | 18499.14
G9090U8GPNDDU005M | 288F EDGE P OS2 MTP/MTP 5M | PCE | 1 | 15870.56
G9090U8GPNDDU010F | 288F EDGE P OS2 MTP/MTP 10F | PCE | 1 | 15669.18
G9090U8GPNDDU010M | 288F EDGE P OS2 MTP/MTP 10M | PCE | 1 | 16386.34
G9090U8GPNDDU020F | 288F EDGE P OS2 MTP/MTP 20F | PCE | 1 | 15983.58
G9090U8GPNDDU020M | 288F EDGE P OS2 MTP/MTP 20M | PCE | 1 | 17418.02
G9090U8GPNDDU030F | 288F EDGE P OS2 MTP/MTP 30F | PCE | 1 | 16298.06
G9090U8GPNDDU040F | 288F EDGE P OS2 MTP/MTP 40F | PCE | 1 | 16612.48
G9090U8GPNDDU050F | 288F EDGE P OS2 MTP/MTP 50F | PCE | 1 | 16926.92
G9090U8GPNDDU100F | 288F EDGE P OS2 MTP/MTP 100F | PCE | 1 | 18499.14
GE5E5K2QPNDDU020M | 192F EDGE8 P OM4 MTP/MTP 20M | PCE | 1 | 21172.98
GE7E716GPNDDU050M | 16F EDGE8 P OS2 MTP/MTP 50M | PCE | 1 | 2241.4
GE7E724GPNDDU003M | 24F EDGE8 P OS2 MTP/MTP 3M | PCE | 1 | 1880.02
GE7E724GPNDDU005M | 24F EDGE8 P OS2 MTP/MTP 5M | PCE | 1 | 1910.36
GE7E724GPNDDU010F | 24F EDGE8 P OS2 MTP/MTP 10F | PCE | 1 | 1880.74
GE7E724GPNDDU010M | 24F EDGE8 P OS2 MTP/MTP 10M | PCE | 1 | 1986.18
GE7E724GPNDDU020F | 24F EDGE8 P OS2 MTP/MTP 20F | PCE | 1 | 1926.96
GE7E724GPNDDU020M | 24F EDGE8 P OS2 MTP/MTP 20M | PCE | 1 | 2137.84
GE7E724GPNDDU030F | 24F EDGE8 P OS2 MTP/MTP 30F | PCE | 1 | 1973.2
GE7E724GPNDDU030M | 24F EDGE8 P OS2 MTP/MTP 30M | PCE | 1 | 2289.5
GE7E724GPNDDU040F | 24F EDGE8 P OS2 MTP/MTP 40F | PCE | 1 | 2019.42
GE7E724GPNDDU050F | 24F EDGE8 P OS2 MTP/MTP 50F | PCE | 1 | 2065.64
GE7E724GPNDDU050M | 24F EDGE8 P OS2 MTP/MTP 50M | PCE | 1 | 2592.86
GE7E724GPNDDU100F | 24F EDGE8 P OS2 MTP/MTP 100F | PCE | 1 | 2296.8
GE7E732GPNDDU003M | 32F EDGE8 P OS2 MTP/MTP 3M | PCE | 1 | 2601.86
GE7E732GPNDDU005M | 32F EDGE8 P OS2 MTP/MTP 5M | PCE | 1 | 2647.46
GE7E732GPNDDU010F | 32F EDGE8 P OS2 MTP/MTP 10F | PCE | 1 | 2602.96
GE7E732GPNDDU010M | 32F EDGE8 P OS2 MTP/MTP 10M | PCE | 1 | 2761.4
GE7E732GPNDDU020F | 32F EDGE8 P OS2 MTP/MTP 20F | PCE | 1 | 2672.42
GE7E732GPNDDU020M | 32F EDGE8 P OS2 MTP/MTP 20M | PCE | 1 | 2989.32
GE7E732GPNDDU030F | 32F EDGE8 P OS2 MTP/MTP 30F | PCE | 1 | 2741.88
GE7E732GPNDDU030M | 32F EDGE8 P OS2 MTP/MTP 30M | PCE | 1 | 3217.22
GE7E732GPNDDU040F | 32F EDGE8 P OS2 MTP/MTP 40F | PCE | 1 | 2811.38
GE7E732GPNDDU050F | 32F EDGE8 P OS2 MTP/MTP 50F | PCE | 1 | 2880.84
GE7E732GPNDDU050M | 32F EDGE8 P OS2 MTP/MTP 50M | PCE | 1 | 3673.08
GE7E748GPNDDU003M | 48F EDGE8 P OS2 MTP/MTP 3M | PCE | 1 | 3144.5
GE7E748GPNDDU005M | 48F EDGE8 P OS2 MTP/MTP 5M | PCE | 1 | 3205.18
GE7E748GPNDDU010F | 48F EDGE8 P OS2 MTP/MTP 10F | PCE | 1 | 3145.96
GE7E716GPNDDU050F | 16F EDGE8 P OS2 MTP/MTP 50F | PCE | 1 | 1845.28
GE5E5K2QPNDDU030F | 192F EDGE8 P OM4 MTP/MTP 30F | PCE | 1 | 16982.8
GE5E5K2QPNDDU030M | 192F EDGE8 P OM4 MTP/MTP 30M | PCE | 1 | 25032.78
GE5E5K2QPNDDU040F | 192F EDGE8 P OM4 MTP/MTP 40F | PCE | 1 | 18159.26
GE5E5K2QPNDDU050F | 192F EDGE8 P OM4 MTP/MTP 50F | PCE | 1 | 19335.7
GE5E5K2QPNDDU050M | 192F EDGE8 P OM4 MTP/MTP 50M | PCE | 1 | 32752.36
GE5E5U8QPNDDU003M | 288F EDGE8 P OM4 MTP/MTP 3M | PCE | 1 | 21542.18
GE5E5U8QPNDDU005M | 288F EDGE8 P OM4 MTP/MTP 5M | PCE | 1 | 22635.76
GE5E5U8QPNDDU010F | 288F EDGE8 P OM4 MTP/MTP 10F | PCE | 1 | 21568.4
GE5E5U8QPNDDU010M | 288F EDGE8 P OM4 MTP/MTP 10M | PCE | 1 | 25369.78
GE5E5U8QPNDDU020F | 288F EDGE8 P OM4 MTP/MTP 20F | PCE | 1 | 23235.06
GE5E5U8QPNDDU020M | 288F EDGE8 P OM4 MTP/MTP 20M | PCE | 1 | 30837.72
GE5E5U8QPNDDU030F | 288F EDGE8 P OM4 MTP/MTP 30F | PCE | 1 | 24901.72
GE5E5U8QPNDDU030M | 288F EDGE8 P OM4 MTP/MTP 30M | PCE | 1 | 36305.68
GE5E5U8QPNDDU040F | 288F EDGE8 P OM4 MTP/MTP 40F | PCE | 1 | 26568.34
GE5E5U8QPNDDU050F | 288F EDGE8 P OM4 MTP/MTP 50F | PCE | 1 | 28234.98
GE5E5U8QPNDDU050M | 288F EDGE8 P OM4 MTP/MTP 50M | PCE | 1 | 47241.64
GE7E708GPNDDU005M | 8F EDGE8 P OS2 MTP/MTP 5M | PCE | 1 | 981.3
GE7E708GPNDDU010F | 8F EDGE8 P OS2 MTP/MTP 10F | PCE | 1 | 966.44
GE7E708GPNDDU010M | 8F EDGE8 P OS2 MTP/MTP 10M | PCE | 1 | 1019.44
GE7E708GPNDDU020F | 8F EDGE8 P OS2 MTP/MTP 20F | PCE | 1 | 989.66
GE7E708GPNDDU030F | 8F EDGE8 P OS2 MTP/MTP 30F | PCE | 1 | 1012.92
GE7E708GPNDDU040F | 8F EDGE8 P OS2 MTP/MTP 40F | PCE | 1 | 1036.16
GE7E708GPNDDU050F | 8F EDGE8 P OS2 MTP/MTP 50F | PCE | 1 | 1059.38
GE7E716GPNDDU020M | 16F EDGE8 P OS2 MTP/MTP 20M | PCE | 1 | 1899.54
GE7E716GPNDDU030F | 16F EDGE8 P OS2 MTP/MTP 30F | PCE | 1 | 1775.82
GE7E716GPNDDU030M | 16F EDGE8 P OS2 MTP/MTP 30M | PCE | 1 | 2013.5
GE7E716GPNDDU040F | 16F EDGE8 P OS2 MTP/MTP 40F | PCE | 1 | 1810.56
HE57908QPH-3B003M | 8F EDGE8 HAR OM4 MTP/LC 3M | PCE | 1 | 823.72
J939312QE8-NA003F | 12F EDGE JMP OM4 MTP/MTP 3F | PCE | 1 | 427.2
J939312QE8-NA010F | 12F EDGE JMP OM4 MTP/MTP 10F | PCE | 1 | 448.06
J939312QE8-NA010M | 12F EDGE JMP OM4 MTP/MTP 10M | PCE | 1 | 515.96
J939312QE8-NA020M | 12F EDGE JMP OM4 MTP/MTP 20M | PCE | 1 | 613.62
J939312QE8-NA030F | 12F EDGE JMP OM4 MTP/MTP 30F | PCE | 1 | 507.6
J939312QE8-NB001M | 12F EDGE JMP OM4 MTP/MTP 1M | PCE | 1 | 428.04
J939312QE8-NB003F | 12F EDGE JMP OM4 MTP/MTP 3F | PCE | 1 | 427.2
J939312QE8-NB010F | 12F EDGE JMP OM4 MTP/MTP 10F | PCE | 1 | 448.06
J939312QE8-NB020F | 12F EDGE JMP OM4 MTP/MTP 20F | PCE | 1 | 477.82
J939312QE8-NB030F | 12F EDGE JMP OM4 MTP/MTP 30F | PCE | 1 | 507.6
J939312QE8-NB030M | 12F EDGE JMP OM4 MTP/MTP 30M | PCE | 1 | 711.28
J939312QE8-NB040F | 12F EDGE JMP OM4 MTP/MTP 40F | PCE | 1 | 537.36
J939312QE8-NB050F | 12F EDGE JMP OM4 MTP/MTP 50F | PCE | 1 | 567.12
J939312QE8-NB050M | 12F EDGE JMP OM4 MTP/MTP 50M | PCE | 1 | 906.64
J939312TE8-NA001M | 12F EDGE JMP OM3 MTP/MTP 1M | PCE | 1 | 404.98
J939312TE8-NA003F | 12F EDGE JMP OM3 MTP/MTP 3F | PCE | 1 | 404.5
J939312TE8-NA010F | 12F EDGE JMP OM3 MTP/MTP 10F | PCE | 1 | 416.5
J939312TE8-NA100F | 12F EDGE JMP OM3 MTP/MTP 100F | PCE | 1 | 570.84
J939312TE8-NB001M | 12F EDGE JMP OM3 MTP/MTP 1M | PCE | 1 | 404.98
J939312TE8-NB003F | 12F EDGE JMP OM3 MTP/MTP 3F | PCE | 1 | 404.5
J939312TE8-NB003M | 12F EDGE JMP OM3 MTP/MTP 3M | PCE | 1 | 416.22
J939312TE8-NB005M | 12F EDGE JMP OM3 MTP/MTP 5M | PCE | 1 | 427.48
J939312TE8-NB010F | 12F EDGE JMP OM3 MTP/MTP 10F | PCE | 1 | 416.5
J939312TE8-NB010M | 12F EDGE JMP OM3 MTP/MTP 10M | PCE | 1 | 455.62
J939312TE8-NB020F | 12F EDGE JMP OM3 MTP/MTP 20F | PCE | 1 | 433.66
J939312TE8-NB030M | 12F EDGE JMP OM3 MTP/MTP 30M | PCE | 1 | 568.16
J939312TE8-NB100F | 12F EDGE JMP OM3 MTP/MTP 100F | PCE | 1 | 570.84
J939312QE8-NA001M | 12F EDGE JMP OM4 MTP/MTP 1M | PCE | 1 | 428.04
J898912GE8-NA030F | 12F EDGE JMP OS2 MTP/MTP 30F | PCE | 1 | 503.74
J898912GE8-NA030M | 12F EDGE JMP OS2 MTP/MTP 30M | PCE | 1 | 552.66
J898912GE8-NA040F | 12F EDGE JMP OS2 MTP/MTP 40F | PCE | 1 | 510.88
J898912GE8-NA050F | 12F EDGE JMP OS2 MTP/MTP 50F | PCE | 1 | 518.04
J898912GE8-NA050M | 12F EDGE JMP OS2 MTP/MTP 50M | PCE | 1 | 599.58
J898912GE8-NA100F | 12F EDGE JMP OS2 MTP/MTP 100F | PCE | 1 | 553.78
J898912GE8-NB001M | 12F EDGE JMP OS2 MTP/MTP 1M | PCE | 1 | 484.62
J898912GE8-NB003F | 12F EDGE JMP OS2 MTP/MTP 3F | PCE | 1 | 484.42
J898912GE8-NB010F | 12F EDGE JMP OS2 MTP/MTP 10F | PCE | 1 | 489.44
J898912GE8-NB030F | 12F EDGE JMP OS2 MTP/MTP 30F | PCE | 1 | 503.74
J898912GE8-NB030M | 12F EDGE JMP OS2 MTP/MTP 30M | PCE | 1 | 552.66
J898912GE8-NB040F | 12F EDGE JMP OS2 MTP/MTP 40F | PCE | 1 | 510.88
J898912GE8-NB050F | 12F EDGE JMP OS2 MTP/MTP 50F | PCE | 1 | 518.04
J898912GE8-NB100F | 12F EDGE JMP OS2 MTP/MTP 100F | PCE | 1 | 553.78
J909012GE8-NA001M | 12F EDGE JMP OS2 MTP/MTP 1M | PCE | 1 | 484.64
J909012GE8-NA003F | 12F EDGE JMP OS2 MTP/MTP 3F | PCE | 1 | 484.44
J909012GE8-NA003M | 12F EDGE JMP OS2 MTP/MTP 3M | PCE | 1 | 489.34
J909012GE8-NA005M | 12F EDGE JMP OS2 MTP/MTP 5M | PCE | 1 | 494.02
J909012GE8-NA010F | 12F EDGE JMP OS2 MTP/MTP 10F | PCE | 1 | 489.46
J909012GE8-NA010M | 12F EDGE JMP OS2 MTP/MTP 10M | PCE | 1 | 505.76
J909012GE8-NA020F | 12F EDGE JMP OS2 MTP/MTP 20F | PCE | 1 | 496.6
J909012GE8-NA020M | 12F EDGE JMP OS2 MTP/MTP 20M | PCE | 1 | 529.22
J909012GE8-NA030F | 12F EDGE JMP OS2 MTP/MTP 30F | PCE | 1 | 503.76
J909012GE8-NA030M | 12F EDGE JMP OS2 MTP/MTP 30M | PCE | 1 | 552.68
J909012GE8-NA040F | 12F EDGE JMP OS2 MTP/MTP 40F | PCE | 1 | 510.9
J909012GE8-NA050F | 12F EDGE JMP OS2 MTP/MTP 50F | PCE | 1 | 518.04
J909012GE8-NA050M | 12F EDGE JMP OS2 MTP/MTP 50M | PCE | 1 | 599.6
JE8E808GE8-NA001M | 8F EDGE8 JMP OS2 MTP/MTP 1M | PCE | 1 | 448.6
Z9090E4GPNDDP010F | 144F EDGE P OS2 MTP/MTP 10F | PCE | 1 | 8878.3
Z9090E4GPNDDP010M | 144F EDGE P OS2 MTP/MTP 10M | PCE | 1 | 9452.82
Z9090E4GPNDDP020F | 144F EDGE P OS2 MTP/MTP 20F | PCE | 1 | 9130.2
Z9090E4GPNDDP020M | 144F EDGE P OS2 MTP/MTP 20M | PCE | 1 | 10279.24
Z9090E4GPNDDP030F | 144F EDGE P OS2 MTP/MTP 30F | PCE | 1 | 9382.06
Z9090E4GPNDDP030M | 144F EDGE P OS2 MTP/MTP 30M | PCE | 1 | 11105.64
Z9090E4GPNDDP040F | 144F EDGE P OS2 MTP/MTP 40F | PCE | 1 | 9633.96
Z9090E4GPNDDP050F | 144F EDGE P OS2 MTP/MTP 50F | PCE | 1 | 9885.86
Z9090E4GPNDDP050M | 144F EDGE P OS2 MTP/MTP 50M | PCE | 1 | 12758.46
Z9090E4GPNDDP100F | 144F EDGE P OS2 MTP/MTP 100F | PCE | 1 | 11145.3
CCH-CS06-A9-P00RE | CCH CAS 6F OS2 LCDX 4M 250 | PCE | 1 | 377.52
CCH-CS06-E4-P00TE | CCH CAS 6FOM3 LCDXC 4M 250 | PCE | 1 | 362.64
CCH-CS12-59-P00RE | CCH CAS 12F OS2 SCDXC 4M 250 | PCE | 1 | 528.6
CCH-CS12-5T-P00KE | CCH CAS 12FOM1 ST CE 4M 250 | PCE | 1 | 537.46
CCH-CS12-6T-P00RE | CCH CAS 12F OS2 STU 4M 250 | PCE | 1 | 521.06
CCH-CS12-91-P00KE | CCH CAS 12FOM1 SCDX 4M 250 | PCE | 1 | 535.36
CCH-CS12-A9-P00RE | CCH CAS 12F OS2 LCDX 4M 250 | PCE | 1 | 555.46
CCH-CS12-E4-P00QE | CCH CAS 12FOM4 LCDXC 4M 250 | PCE | 1 | 618.84
CCH-CS12-E4-P00TE | CCH CAS 12FOM3 LCDXC 4M 250 | PCE | 1 | 525.7
CCH-CS12-E7-P00TE | CCH CAS 12FOM3 SCDX 4M 250 | PCE | 1 | 572
CCH-CS12-H3-P00QE | CCH CAS 12FOM4 ST AQ 4M 250 | PCE | 1 | 566.32
CCH-CS24-A8-P00KE | CCH CAS 24FOM1 LCDX 4M 250 | PCE | 1 | 1066.66
CCH-CS24-A9-P00RE | CCH CAS 24F OS2 LCDX 4M 250 | PCE | 1 | 990.72
CCH-CS24-E4-P00QE | CCH CAS 24FOM4 LCDXC 4M 250 | PCE | 1 | 1117.48
CCH-CS24-E4-P00TE | CCH CAS 24FOM3 LCDXC 4M 250 | PCE | 1 | 931.2
CX4U8P24-6C-2RH000 | CTX HSG 24F OS2 SCA 2M MIC | PCE | 1 | 8870.5
CX4U831246C-UF001B | CTX 288F SCA SM 31M FRDM | PCE | 1 | 9834.44
Z9090E4GPNDDP005M | 144F EDGE P OS2 MTP/MTP 5M | PCE | 1 | 9039.6
JE8E808GE8-NA003F | 8F EDGE8 JMP OS2 MTP/MTP 3F | PCE | 1 | 448.36
JE8E808GE8-NA003M | 8F EDGE8 JMP OS2 MTP/MTP 3M | PCE | 1 | 454.3
JE8E808GE8-NA005M | 8F EDGE8 JMP OS2 MTP/MTP 5M | PCE | 1 | 460
JE8E808GE8-NA010F | 8F EDGE8 JMP OS2 MTP/MTP 10F | PCE | 1 | 454.44
JE8E808GE8-NA010M | 8F EDGE8 JMP OS2 MTP/MTP 10M | PCE | 1 | 474.26
JE8E808GE8-NA020F | 8F EDGE8 JMP OS2 MTP/MTP 20F | PCE | 1 | 463.14
JE8E808GE8-NA020M | 8F EDGE8 JMP OS2 MTP/MTP 20M | PCE | 1 | 502.82
JE8E808GE8-NA030F | 8F EDGE8 JMP OS2 MTP/MTP 30F | PCE | 1 | 471.84
JE8E808GE8-NA030M | 8F EDGE8 JMP OS2 MTP/MTP 30M | PCE | 1 | 531.34
JE8E808GE8-NA040F | 8F EDGE8 JMP OS2 MTP/MTP 40F | PCE | 1 | 480.52
JE8E808GE8-NA050F | 8F EDGE8 JMP OS2 MTP/MTP 50F | PCE | 1 | 489.22
JE8E808GE8-NA050M | 8F EDGE8 JMP OS2 MTP/MTP 50M | PCE | 1 | 588.4
JE8E808GE8-NA100F | 8F EDGE8 JMP OS2 MTP/MTP 100F | PCE | 1 | 532.7
JE8E808GE8-NB001M | 8F EDGE8 JMP OS2 MTP/MTP 1M | PCE | 1 | 448.6
JE8E808GE8-NB003F | 8F EDGE8 JMP OS2 MTP/MTP 3F | PCE | 1 | 448.36
JE8E808GE8-NB003M | 8F EDGE8 JMP OS2 MTP/MTP 3M | PCE | 1 | 454.3
JE8E808GE8-NB005M | 8F EDGE8 JMP OS2 MTP/MTP 5M | PCE | 1 | 460
JE8E808GE8-NB010F | 8F EDGE8 JMP OS2 MTP/MTP 10F | PCE | 1 | 454.44
JE8E808GE8-NB010M | 8F EDGE8 JMP OS2 MTP/MTP 10M | PCE | 1 | 474.26
JE8E808GE8-NB020F | 8F EDGE8 JMP OS2 MTP/MTP 20F | PCE | 1 | 463.14
JE8E808GE8-NB020M | 8F EDGE8 JMP OS2 MTP/MTP 20M | PCE | 1 | 502.82
JE8E808GE8-NB030F | 8F EDGE8 JMP OS2 MTP/MTP 30F | PCE | 1 | 471.84
JE8E808GE8-NB030M | 8F EDGE8 JMP OS2 MTP/MTP 30M | PCE | 1 | 531.34
JE8E808GE8-NB040F | 8F EDGE8 JMP OS2 MTP/MTP 40F | PCE | 1 | 480.52
JE8E808GE8-NB050F | 8F EDGE8 JMP OS2 MTP/MTP 50F | PCE | 1 | 489.22
JE8E808GE8-NB050M | 8F EDGE8 JMP OS2 MTP/MTP 50M | PCE | 1 | 588.4
Z9090E4GPNDDP003M | 144F EDGE P OS2 MTP/MTP 3M | PCE | 1 | 8874.34
HE67908QPH-4A003F | 8F EDGE8 HAR OM4 MTP/LC 3F | PCE | 1 | 788.76
HE67908QPH-4A003M | 8F EDGE8 HAR OM4 MTP/LC 3M | PCE | 1 | 823.72
HE67908QPH-4A005M | 8F EDGE8 HAR OM4 MTP/LC 5M | PCE | 1 | 857.22
HE67908QPH-4A010F | 8F EDGE8 HAR OM4 MTP/LC 10F | PCE | 1 | 824.5
HE67908QPH-4A020F | 8F EDGE8 HAR OM4 MTP/LC 20F | PCE | 1 | 875.56
HE67908QPH-5A001M | 8F EDGE8 HAR OM4 MTP/LC 1M | PCE | 1 | 790.2
HE67908QPH-5A003F | 8F EDGE8 HAR OM4 MTP/LC 3F | PCE | 1 | 788.76
HE67908QPH-5A003M | 8F EDGE8 HAR OM4 MTP/LC 3M | PCE | 1 | 823.72
HE67908QPH-5A005M | 8F EDGE8 HAR OM4 MTP/LC 5M | PCE | 1 | 857.22
HE67908QPH-5A010F | 8F EDGE8 HAR OM4 MTP/LC 10F | PCE | 1 | 824.5
HE67908QPH-5A020F | 8F EDGE8 HAR OM4 MTP/LC 20F | PCE | 1 | 875.56
J757512TE8-NA010M | 12F EDGE JMP OM3 MTP/MTP 10M | PCE | 1 | 457.88
J757512TE8-NA020F | 12F EDGE JMP OM3 MTP/MTP 20F | PCE | 1 | 435.92
J757512TE8-NA020M | 12F EDGE JMP OM3 MTP/MTP 20M | PCE | 1 | 514.14
J757512TE8-NA030F | 12F EDGE JMP OM3 MTP/MTP 30F | PCE | 1 | 453.06
J757512TE8-NA030M | 12F EDGE JMP OM3 MTP/MTP 30M | PCE | 1 | 570.42
J757512TE8-NA040F | 12F EDGE JMP OM3 MTP/MTP 40F | PCE | 1 | 470.22
J757512TE8-NA050F | 12F EDGE JMP OM3 MTP/MTP 50F | PCE | 1 | 487.38
J757512TE8-NA050M | 12F EDGE JMP OM3 MTP/MTP 50M | PCE | 1 | 682.94
J757512TE8-NA100F | 12F EDGE JMP OM3 MTP/MTP 100F | PCE | 1 | 573.12
J757512TE8-NB001M | 12F EDGE JMP OM3 MTP/MTP 1M | PCE | 1 | 407.24
J757512TE8-NB003F | 12F EDGE JMP OM3 MTP/MTP 3F | PCE | 1 | 406.76
J757512TE8-NB003M | 12F EDGE JMP OM3 MTP/MTP 3M | PCE | 1 | 418.48
J757512TE8-NB005M | 12F EDGE JMP OM3 MTP/MTP 5M | PCE | 1 | 429.74
J757512TE8-NB010F | 12F EDGE JMP OM3 MTP/MTP 10F | PCE | 1 | 418.76
J757512TE8-NB010M | 12F EDGE JMP OM3 MTP/MTP 10M | PCE | 1 | 457.88
J757512TE8-NB020F | 12F EDGE JMP OM3 MTP/MTP 20F | PCE | 1 | 435.92
HE67908QPH-4A001M | 8F EDGE8 HAR OM4 MTP/LC 1M | PCE | 1 | 790.2
HE57908QPH-3B005M | 8F EDGE8 HAR OM4 MTP/LC 5M | PCE | 1 | 857.22
HE57908QPH-3B010F | 8F EDGE8 HAR OM4 MTP/LC 10F | PCE | 1 | 824.5
HE57908QPH-3B020F | 8F EDGE8 HAR OM4 MTP/LC 20F | PCE | 1 | 875.56
HE57908QPH-4B001M | 8F EDGE8 HAR OM4 MTP/LC 1M | PCE | 1 | 790.2
HE57908QPH-4B003F | 8F EDGE8 HAR OM4 MTP/LC 3F | PCE | 1 | 788.76
HE57908QPH-4B003M | 8F EDGE8 HAR OM4 MTP/LC 3M | PCE | 1 | 823.72
HE57908QPH-4B005M | 8F EDGE8 HAR OM4 MTP/LC 5M | PCE | 1 | 857.22
HE57908QPH-4B010F | 8F EDGE8 HAR OM4 MTP/LC 10F | PCE | 1 | 824.5
HE57908QPH-4B020F | 8F EDGE8 HAR OM4 MTP/LC 20F | PCE | 1 | 875.56
HE57908QPH-5B001M | 8F EDGE8 HAR OM4 MTP/LC 1M | PCE | 1 | 790.2
HE57908QPH-5B003F | 8F EDGE8 HAR OM4 MTP/LC 3F | PCE | 1 | 788.76
HE57908QPH-5B003M | 8F EDGE8 HAR OM4 MTP/LC 3M | PCE | 1 | 823.72
HE57908QPH-5B005M | 8F EDGE8 HAR OM4 MTP/LC 5M | PCE | 1 | 857.22
HE57908QPH-5B010F | 8F EDGE8 HAR OM4 MTP/LC 10F | PCE | 1 | 824.5
HE57908QPH-5B020F | 8F EDGE8 HAR OM4 MTP/LC 20F | PCE | 1 | 875.56
HE67908QPH-2A001M | 8F EDGE8 HAR OM4 MTP/LC 1M | PCE | 1 | 790.2
HE67908QPH-2A003F | 8F EDGE8 HAR OM4 MTP/LC 3F | PCE | 1 | 788.76
HE67908QPH-2A003M | 8F EDGE8 HAR OM4 MTP/LC 3M | PCE | 1 | 823.72
HE67908QPH-2A005M | 8F EDGE8 HAR OM4 MTP/LC 5M | PCE | 1 | 857.22
HE67908QPH-2A010F | 8F EDGE8 HAR OM4 MTP/LC 10F | PCE | 1 | 824.5
HE67908QPH-2A020F | 8F EDGE8 HAR OM4 MTP/LC 20F | PCE | 1 | 875.56
HE67908QPH-3A001M | 8F EDGE8 HAR OM4 MTP/LC 1M | PCE | 1 | 790.2
HE67908QPH-3A003F | 8F EDGE8 HAR OM4 MTP/LC 3F | PCE | 1 | 788.76
HE67908QPH-3A003M | 8F EDGE8 HAR OM4 MTP/LC 3M | PCE | 1 | 823.72
HE67908QPH-3A005M | 8F EDGE8 HAR OM4 MTP/LC 5M | PCE | 1 | 857.22
HE67908QPH-3A010F | 8F EDGE8 HAR OM4 MTP/LC 10F | PCE | 1 | 824.5
HE67908QPH-3A020F | 8F EDGE8 HAR OM4 MTP/LC 20F | PCE | 1 | 875.56
J757512TE8-NB020M | 12F EDGE JMP OM3 MTP/MTP 20M | PCE | 1 | 514.14
J759312QE8-NB030M | 12F EDGE JMP OM4 MTP/MTP 30M | PCE | 1 | 712.4
J759312QE8-NB040F | 12F EDGE JMP OM4 MTP/MTP 40F | PCE | 1 | 538.48
J759312QE8-NB050F | 12F EDGE JMP OM4 MTP/MTP 50F | PCE | 1 | 568.26
J759312QE8-NB050M | 12F EDGE JMP OM4 MTP/MTP 50M | PCE | 1 | 907.76
J759312QE8-NB100F | 12F EDGE JMP OM4 MTP/MTP 100F | PCE | 1 | 717.1
J759312TE8-NA003F | 12F EDGE JMP OM3 MTP/MTP 3F | PCE | 1 | 405.62
J759312TE8-NA010F | 12F EDGE JMP OM3 MTP/MTP 10F | PCE | 1 | 417.62
J759312TE8-NA020F | 12F EDGE JMP OM3 MTP/MTP 20F | PCE | 1 | 434.78
J759312TE8-NA030F | 12F EDGE JMP OM3 MTP/MTP 30F | PCE | 1 | 451.92
J759312TE8-NA040F | 12F EDGE JMP OM3 MTP/MTP 40F | PCE | 1 | 469.08
J759312TE8-NA050F | 12F EDGE JMP OM3 MTP/MTP 50F | PCE | 1 | 486.24
J759312TE8-NA100F | 12F EDGE JMP OM3 MTP/MTP 100F | PCE | 1 | 571.98
J759312TE8-NB003F | 12F EDGE JMP OM3 MTP/MTP 3F | PCE | 1 | 405.62
J759312TE8-NB010F | 12F EDGE JMP OM3 MTP/MTP 10F | PCE | 1 | 417.62
J759312TE8-NB020F | 12F EDGE JMP OM3 MTP/MTP 20F | PCE | 1 | 434.78
J759312TE8-NB030F | 12F EDGE JMP OM3 MTP/MTP 30F | PCE | 1 | 451.92
J759312TE8-NB040F | 12F EDGE JMP OM3 MTP/MTP 40F | PCE | 1 | 469.08
J759312TE8-NB050F | 12F EDGE JMP OM3 MTP/MTP 50F | PCE | 1 | 486.24
J759312TE8-NB100F | 12F EDGE JMP OM3 MTP/MTP 100F | PCE | 1 | 571.98
J898912GE8-NA001M | 12F EDGE JMP OS2 MTP/MTP 1M | PCE | 1 | 484.62
J898912GE8-NA003F | 12F EDGE JMP OS2 MTP/MTP 3F | PCE | 1 | 484.42
J898912GE8-NA003M | 12F EDGE JMP OS2 MTP/MTP 3M | PCE | 1 | 489.32
J898912GE8-NA005M | 12F EDGE JMP OS2 MTP/MTP 5M | PCE | 1 | 494.02
J898912GE8-NA010F | 12F EDGE JMP OS2 MTP/MTP 10F | PCE | 1 | 489.44
J898912GE8-NA010M | 12F EDGE JMP OS2 MTP/MTP 10M | PCE | 1 | 505.74
J898912GE8-NA020F | 12F EDGE JMP OS2 MTP/MTP 20F | PCE | 1 | 496.58
J898912GE8-NA020M | 12F EDGE JMP OS2 MTP/MTP 20M | PCE | 1 | 529.2
J759312QE8-NB030F | 12F EDGE JMP OM4 MTP/MTP 30F | PCE | 1 | 508.72
J757512TE8-NB030F | 12F EDGE JMP OM3 MTP/MTP 30F | PCE | 1 | 453.06
J757512TE8-NB030M | 12F EDGE JMP OM3 MTP/MTP 30M | PCE | 1 | 570.42
J757512TE8-NB040F | 12F EDGE JMP OM3 MTP/MTP 40F | PCE | 1 | 470.22
J757512TE8-NB050F | 12F EDGE JMP OM3 MTP/MTP 50F | PCE | 1 | 487.38
J757512TE8-NB050M | 12F EDGE JMP OM3 MTP/MTP 50M | PCE | 1 | 682.94
J757512TE8-NB100F | 12F EDGE JMP OM3 MTP/MTP 100F | PCE | 1 | 573.12
J759312QE8-NA001M | 12F EDGE JMP OM4 MTP/MTP 1M | PCE | 1 | 429.16
J759312QE8-NA003F | 12F EDGE JMP OM4 MTP/MTP 3F | PCE | 1 | 428.34
J759312QE8-NA003M | 12F EDGE JMP OM4 MTP/MTP 3M | PCE | 1 | 448.7
J759312QE8-NA005M | 12F EDGE JMP OM4 MTP/MTP 5M | PCE | 1 | 468.24
J759312QE8-NA010F | 12F EDGE JMP OM4 MTP/MTP 10F | PCE | 1 | 449.18
J759312QE8-NA010M | 12F EDGE JMP OM4 MTP/MTP 10M | PCE | 1 | 517.08
J759312QE8-NA020F | 12F EDGE JMP OM4 MTP/MTP 20F | PCE | 1 | 478.94
J759312QE8-NA020M | 12F EDGE JMP OM4 MTP/MTP 20M | PCE | 1 | 614.74
J759312QE8-NA030F | 12F EDGE JMP OM4 MTP/MTP 30F | PCE | 1 | 508.72
J759312QE8-NA030M | 12F EDGE JMP OM4 MTP/MTP 30M | PCE | 1 | 712.4
J759312QE8-NA040F | 12F EDGE JMP OM4 MTP/MTP 40F | PCE | 1 | 538.48
J759312QE8-NA050F | 12F EDGE JMP OM4 MTP/MTP 50F | PCE | 1 | 568.26
J759312QE8-NA050M | 12F EDGE JMP OM4 MTP/MTP 50M | PCE | 1 | 907.76
J759312QE8-NA100F | 12F EDGE JMP OM4 MTP/MTP 100F | PCE | 1 | 717.1
J759312QE8-NB001M | 12F EDGE JMP OM4 MTP/MTP 1M | PCE | 1 | 429.16
J759312QE8-NB003M | 12F EDGE JMP OM4 MTP/MTP 3M | PCE | 1 | 448.7
J759312QE8-NB005M | 12F EDGE JMP OM4 MTP/MTP 5M | PCE | 1 | 468.24
J759312QE8-NB010F | 12F EDGE JMP OM4 MTP/MTP 10F | PCE | 1 | 449.18
J759312QE8-NB010M | 12F EDGE JMP OM4 MTP/MTP 10M | PCE | 1 | 517.08
J759312QE8-NB020F | 12F EDGE JMP OM4 MTP/MTP 20F | PCE | 1 | 478.94
J759312QE8-NB020M | 12F EDGE JMP OM4 MTP/MTP 20M | PCE | 1 | 614.74
D14401EB4R3400F | ROC PLOK/SCA 1F DIEL,400F | PCE | 15 | 187.58
D14401EB4R3350F | ROC PLOK/SCA 1F DIEL,350F | PCE | 15 | 165.06
D14401EB4R3300F | ROC PLOK/SCA 1F DIEL,300F | PCE | 15 | 154.06
D14401EB4R3500F | ROC PLOK/SCA 1F DIEL,500F | PCE | 10 | 211.72
D14401EB4R3A00F | ROC PLOK/SCA 1F DIEL,A00F | PCE | 6 | 361.54
D14401EB4R3F00F | ROC PLOK/SCA 1F DIEL,F00F | PCE | 4 | 486.04
D14401EB4R3200F | ROC PLOK/SCA 1F DIEL,200F | PCE | 30 | 113.24
D14401EB4R3100F | ROC PLOK/SCA 1F DIEL,100F | PCE | 50 | 91.22
D14401EB4R3050F | ROC PLOK/SCA 1F DIEL,050F | PCE | 50 | 80.22
D10402JB4FDF00F | SST PLOK/LCDUP 2F DIEL,F00F | PCE | 1 | 1553.9
D10402JB4FDA00F | SST PLOK/LCDUP 2F DIEL,A00F | PCE | 1 | 1164.72
D10402JB4FD500F | SST PLOK/LCDUP 2F DIEL,500F | PCE | 5 | 750.24
D10402JB4FD400F | SST PLOK/LCDUP 2F DIEL,400F | PCE | 5 | 673.16
D17802JB4FD010M | SST PLOK/LCUNI 2F DIEL,010M | PCE | 30 | 388.66
D17802JB4FD020M | SST PLOK/LCUNI 2F DIEL,020M | PCE | 20 | 412.66
D17802JB4FD050F | SST PLOK/LCUNI 2F DIEL,050F | PCE | 30 | 401.24
D17802JB4FD050M | SST PLOK/LCUNI 2F DIEL,050M | PCE | 15 | 484.7
D17802JB4FD100F | SST PLOK/LCUNI 2F DIEL,100F | PCE | 15 | 437.84
D17802JB4FD100M | SST PLOK/LCUNI 2F DIEL,100M | PCE | 8 | 623.52
D17802JB4FD150M | SST PLOK/LCUNI 2F DIEL,150M | PCE | 5 | 775.92
D17802JB4FD200F | SST PLOK/LCUNI 2F DIEL,200F | PCE | 15 | 511
D17802JB4FD300F | SST PLOK/LCUNI 2F DIEL,300F | PCE | 8 | 603
D17802JB4FD350F | SST PLOK/LCUNI 2F DIEL,350F | PCE | 5 | 639.56
D17802JB4FD400F | SST PLOK/LCUNI 2F DIEL,400F | PCE | 5 | 704.92
D17802JB4FD500F | SST PLOK/LCUNI 2F DIEL,500F | PCE | 5 | 781.98
D17802JB4FDA00F | SST PLOK/LCUNI 2F DIEL,A00F | PCE | 1 | 1196.46
D17802JB4FDF00F | SST PLOK/LCUNI 2F DIEL,F00F | PCE | 1 | 1585.66
D10402JB4FD350F | SST PLOK/LCDUP 2F DIEL,350F | PCE | 5 | 608.88
434301EB4FD400F | SST OTAP/OTAP 1F DIEL,400F | PCE | 5 | 192.7
434301EB4FD500F | SST OTAP/OTAP 1F DIEL,500F | PCE | 5 | 217.9
434301EB4FDA00F | SST OTAP/OTAP 1F DIEL,A00F | PCE | 1 | 373.54
434301EB4FDF00F | SST OTAP/OTAP 1F DIEL,F00F | PCE | 1 | 503.5
D10201JB49R010M | ROC PLOK/LCU 1F DIEL,010M | PCE | 50 | 79.44
D10201JB49R020M | ROC PLOK/LCU 1F DIEL,020M | PCE | 50 | 87.88
D10201JB49R050F | ROC PLOK/LCU 1F DIEL,050F | PCE | 50 | 83.86
D10201JB49R050M | ROC PLOK/LCU 1F DIEL,050M | PCE | 30 | 113.22
D10201JB49R100F | ROC PLOK/LCU 1F DIEL,100F | PCE | 50 | 96.72
D10201JB49R100M | ROC PLOK/LCU 1F DIEL,100M | PCE | 15 | 174.28
D10201JB49R150M | ROC PLOK/LCU 1F DIEL,150M | PCE | 10 | 230.68
D10201JB49R200F | ROC PLOK/LCU 1F DIEL,200F | PCE | 30 | 122.48
D10201JB49R300F | ROC PLOK/LCU 1F DIEL,300F | PCE | 15 | 167.04
D10201JB49R350F | ROC PLOK/LCU 1F DIEL,350F | PCE | 15 | 179.92
D10201JB49R400F | ROC PLOK/LCU 1F DIEL,400F | PCE | 15 | 204.9
D10201JB49R500F | ROC PLOK/LCU 1F DIEL,500F | PCE | 10 | 232.9
D10201JB49RA00F | ROC PLOK/LCU 1F DIEL,A00F | PCE | 6 | 402.08
D10201JB49RF00F | ROC PLOK/LCU 1F DIEL,F00F | PCE | 4 | 545.96
D10402JB4FD010M | SST PLOK/LCDUP 2F DIEL,010M | PCE | 30 | 357.96
D10402JB4FD020M | SST PLOK/LCDUP 2F DIEL,020M | PCE | 20 | 381.96
D10402JB4FD050F | SST PLOK/LCDUP 2F DIEL,050F | PCE | 30 | 370.54
D10402JB4FD050M | SST PLOK/LCDUP 2F DIEL,050M | PCE | 15 | 454
D10402JB4FD100F | SST PLOK/LCDUP 2F DIEL,100F | PCE | 15 | 407.14
D10402JB4FD100M | SST PLOK/LCDUP 2F DIEL,100M | PCE | 8 | 592.84
D10402JB4FD150M | SST PLOK/LCDUP 2F DIEL,150M | PCE | 5 | 744.16
D10402JB4FD200F | SST PLOK/LCDUP 2F DIEL,200F | PCE | 15 | 480.3
D10402JB4FD300F | SST PLOK/LCDUP 2F DIEL,300F | PCE | 8 | 572.3
D1D101EB49R050F | ROC PLOK/PLOK 1F DIEL,050F | PCE | 50 | 83.86
G757548QPNDDU050F | 48F EDGE P OM4 MTP/MTP 50F | PCE | 1 | 4088.74
G757548QPNDDU050M | 48F EDGE P OM4 MTP/MTP 50M | PCE | 1 | 7508.5
G757548QPNDDU100F | 48F EDGE P OM4 MTP/MTP 100F | PCE | 1 | 5588.08
G757548TPNDDU003M | 48F EDGE P OM3 MTP/MTP 3M | PCE | 1 | 2735.56
G757548TPNDDU005M | 48F EDGE P OM3 MTP/MTP 5M | PCE | 1 | 2892.96
G757548TPNDDU010F | 48F EDGE P OM3 MTP/MTP 10F | PCE | 1 | 2739.32
G757548TPNDDU010M | 48F EDGE P OM3 MTP/MTP 10M | PCE | 1 | 3286.48
G757548TPNDDU020F | 48F EDGE P OM3 MTP/MTP 20F | PCE | 1 | 2979.22
G757548TPNDDU020M | 48F EDGE P OM3 MTP/MTP 20M | PCE | 1 | 4073.54
G757548TPNDDU030F | 48F EDGE P OM3 MTP/MTP 30F | PCE | 1 | 3219.12
G757548TPNDDU030M | 48F EDGE P OM3 MTP/MTP 30M | PCE | 1 | 4860.6
G757548TPNDDU040F | 48F EDGE P OM3 MTP/MTP 40F | PCE | 1 | 3459.02
G757548TPNDDU050F | 48F EDGE P OM3 MTP/MTP 50F | PCE | 1 | 3698.9
G757548TPNDDU050M | 48F EDGE P OM3 MTP/MTP 50M | PCE | 1 | 6434.72
G757548TPNDDU100F | 48F EDGE P OM3 MTP/MTP 100F | PCE | 1 | 4898.38
G757572QPNDDU003M | 72F EDGE P OM4 MTP/MTP 3M | PCE | 1 | 4610.62
G757572QPNDDU005M | 72F EDGE P OM4 MTP/MTP 5M | PCE | 1 | 4905.76
G757572QPNDDU010F | 72F EDGE P OM4 MTP/MTP 10F | PCE | 1 | 4617.7
G757572QPNDDU010M | 72F EDGE P OM4 MTP/MTP 10M | PCE | 1 | 5643.62
G757572QPNDDU020F | 72F EDGE P OM4 MTP/MTP 20F | PCE | 1 | 5067.48
G757572QPNDDU030F | 72F EDGE P OM4 MTP/MTP 30F | PCE | 1 | 5517.3
G757572QPNDDU030M | 72F EDGE P OM4 MTP/MTP 30M | PCE | 1 | 8595.1
G757572QPNDDU040F | 72F EDGE P OM4 MTP/MTP 40F | PCE | 1 | 5967.08
G757572QPNDDU050F | 72F EDGE P OM4 MTP/MTP 50F | PCE | 1 | 6416.9
G757572QPNDDU050M | 72F EDGE P OM4 MTP/MTP 50M | PCE | 1 | 11546.56
G757572QPNDDU100F | 72F EDGE P OM4 MTP/MTP 100F | PCE | 1 | 8665.92
G757572TPNDDU003M | 72F EDGE P OM3 MTP/MTP 3M | PCE | 1 | 4387.12
G757548QPNDDU040F | 48F EDGE P OM4 MTP/MTP 40F | PCE | 1 | 3788.86
D1D101EB49R100F | ROC PLOK/PLOK 1F DIEL,100F | PCE | 50 | 94.86
D1D101EB49R200F | ROC PLOK/PLOK 1F DIEL,200F | PCE | 30 | 116.88
D1D101EB49R300F | ROC PLOK/PLOK 1F DIEL,300F | PCE | 15 | 157.7
D1D101EB49R350F | ROC PLOK/PLOK 1F DIEL,350F | PCE | 15 | 168.7
D1D101EB49R400F | ROC PLOK/PLOK 1F DIEL,400F | PCE | 15 | 191.34
D1D101EB49R500F | ROC PLOK/PLOK 1F DIEL,500F | PCE | 10 | 215.48
D1D101EB49RA00F | ROC PLOK/PLOK 1F DIEL,A00F | PCE | 6 | 365.3
D1D101EB49RF00F | ROC PLOK/PLOK 1F DIEL,F00F | PCE | 4 | 489.82
G757524TPNDDU003M | 24F EDGE P OM3 MTP/MTP 3M | PCE | 1 | 1554.94
G757524TPNDDU005M | 24F EDGE P OM3 MTP/MTP 5M | PCE | 1 | 1621.86
G757524TPNDDU010F | 24F EDGE P OM3 MTP/MTP 10F | PCE | 1 | 1556.54
G757524TPNDDU010M | 24F EDGE P OM3 MTP/MTP 10M | PCE | 1 | 1789.1
G757524TPNDDU020F | 24F EDGE P OM3 MTP/MTP 20F | PCE | 1 | 1658.5
G757524TPNDDU020M | 24F EDGE P OM3 MTP/MTP 20M | PCE | 1 | 2123.6
G757524TPNDDU030F | 24F EDGE P OM3 MTP/MTP 30F | PCE | 1 | 1760.46
G757524TPNDDU030M | 24F EDGE P OM3 MTP/MTP 30M | PCE | 1 | 2458.1
G757524TPNDDU040F | 24F EDGE P OM3 MTP/MTP 40F | PCE | 1 | 1862.42
G757524TPNDDU050F | 24F EDGE P OM3 MTP/MTP 50F | PCE | 1 | 1964.38
G757524TPNDDU050M | 24F EDGE P OM3 MTP/MTP 50M | PCE | 1 | 3127.1
G757524TPNDDU100F | 24F EDGE P OM3 MTP/MTP 100F | PCE | 1 | 2474.16
G757548QPNDDU003M | 48F EDGE P OM4 MTP/MTP 3M | PCE | 1 | 2884.54
G757548QPNDDU005M | 48F EDGE P OM4 MTP/MTP 5M | PCE | 1 | 3081.3
G757548QPNDDU010F | 48F EDGE P OM4 MTP/MTP 10F | PCE | 1 | 2889.26
G757548QPNDDU010M | 48F EDGE P OM4 MTP/MTP 10M | PCE | 1 | 3573.22
G757548QPNDDU020F | 48F EDGE P OM4 MTP/MTP 20F | PCE | 1 | 3189.12
G757548QPNDDU030F | 48F EDGE P OM4 MTP/MTP 30F | PCE | 1 | 3489
G757548QPNDDU030M | 48F EDGE P OM4 MTP/MTP 30M | PCE | 1 | 5540.86
MOB-0644FD300FW | MULTIPORT STUB,06 SCA,300F | PCE | 8 | 262.02
MOB-0644FD350FW | MULTIPORT STUB,06 SCA,350F | PCE | 2 | 275.14
MOB-0644FD400FW | MULTIPORT STUB,06 SCA,400F | PCE | 6 | 291.64
MOB-0644FD500FW | MULTIPORT 6F DIEL,500F | PCE | 6 | 317.92
MOB-0644FDA00FW | MULTIPORT STUB,06 SCA,A00F | PCE | 6 | 482.8
MOB-0644FDF00FW | MULTIPORT STUB,06 SCA,F00F | PCE | 6 | 649.34
MOB-1244FD050FW | MULTIPORT STUB,12 SCA,050F | PCE | 9 | 331.64
MOB-1244FD100FW | MULTIPORT STUB,12 SCA,100F | PCE | 9 | 352.92
MOB-1244FD200FW | MULTIPORT 12F DIEL,200F | PCE | 6 | 390.52
MOB-1244FD300FW | MULTIPORT STUB,12 SCA,300F | PCE | 6 | 429.78
MOB-1244FD350FW | MULTIPORT STUB,12 SCA,350F | PCE | 2 | 447.74
MOB-1244FD400FW | MULTIPORT STUB,12 SCA,400F | PCE | 6 | 469.04
MOB-1244FD500FW | MULTIPORT 12F DIEL,500F | PCE | 6 | 504.96
MOB-1244FDA00FW | MULTIPORT STUB,12 SCA,A00F | PCE | 6 | 717.98
MOB-1244FDF00FW | MULTIPORT STUB,12 SCA,F00F | PCE | 6 | 932.7
MTB-0244FD050FW | 02 SCA,050FMULTIPORT OPTITIP®, | PCE | 24 | 390.18
MTB-0244FD100FW | 02 SCA,100FMULTIPORT OPTITIP®, | PCE | 15 | 408.7
MTB-0244FD200FW | 02 SCA,200FMULTIPORT OPTITIP®, | PCE | 12 | 445.76
MTB-0244FD350FW | 02 SCA,350FMULTIPORT OPTITIP®, | PCE | 2 | 598.3
MTB-0244FD400FW | 02 SCA,400FMULTIPORT OPTITIP®, | PCE | 6 | 673.96
MTB-0244FD500FW | 02 SCA,500FMULTIPORT OPTITIP®, | PCE | 6 | 711.02
MTB-0244FDA00FW | 02 SCA,A00FMULTIPORT OPTITIP®, | PCE | 6 | 932.54
MTB-0244TD050FW | 02 SCA,050FMULTIPORT OPTITIP®, | PCE | 18 | 392.84
MTB-0244TD100FW | 02 SCA,100FMULTIPORT OPTITIP®, | PCE | 13 | 414.04
MTB-0244TD200FW | 02 SCA,200FMULTIPORT OPTITIP®, | PCE | 10 | 456.4
MTB-0244TD300FW | 02 SCA,300FMULTIPORT OPTITIP®, | PCE | 6 | 595.74
MTB-0244TD350FW | 02 SCA,350FMULTIPORT OPTITIP®, | PCE | 2 | 616.92
MOB-0644FD200FW | MULTIPORT 6F DIEL,200F | PCE | 11 | 232.4
797902TD120003M | 2F OM3 DFXR LCDX/LCDX 3M | PCE | 1 | 53.5
DMA8F1FDD1NC050F0P | A8 PLAPC050FEVOLV® TERMINAL STUB | PCE | 1 | 262.6
DMA8F1FDD1NC100F0P | A8 PLAPC100FEVOLV® TERMINAL STUB | PCE | 1 | 282.2
DMA8F1FDD1NC200F0P | A8 PLAPC200FEVOLV® TERMINAL STUB | PCE | 1 | 315.98
DMA8F1FDD1NC300F0P | A8 PLAPC300FEVOLV® TERMINAL STUB | PCE | 1 | 351.54
DMA8F1FDD1NC400F0P | A8 PLAPC400FEVOLV® TERMINAL STUB | PCE | 1 | 387.14
DMA8F1FDD1NC500F0P | EVOLV 8F DIEL,500F | PCE | 1 | 419.04
DMA8F1FDD1NCA00F0P | A8 PLAPCA00FEVOLV® TERMINAL STUB | PCE | 1 | 615.22
DMA8F1FDD1NCF00F0P | A8 PLAPCF00FEVOLV® TERMINAL STUB | PCE | 1 | 813.2
DSH4F100D1NC000S0P | EVOLV SPLITTER, STUBLESS | PCE | 1 | 321.72
MOB-0244FD050FW | MULTIPORT 2F DIEL,050F | PCE | 24 | 117.28
MOB-0244FD100FW | MULTIPORT STUB,02 SCA,100F | PCE | 15 | 132.1
MOB-0244FD200FW | MULTIPORT STUB,02 SCA,200F | PCE | 12 | 156.72
MOB-0244FD500FW | MULTIPORT STUB,02 SCA,500F | PCE | 6 | 232.26
MOB-0244FDA00FW | MULTIPORT STUB,02 SCA,A00F | PCE | 6 | 380.46
MOB-0244FDF00FW | MULTIPORT STUB,02 SCA,F00F | PCE | 6 | 530.32
MOB-0244TD050FW-P | MULTIPORT STUB,02 SCA,050F | PCE | 1 | 125.36
MOB-0244TD100FW | MULTIPORT STUB,02 SCA,100F | PCE | 13 | 136.36
MOB-0244TD200FW-P | MULTIPORT STUB,02 SCA,200F | PCE | 1 | 173.5
MOB-0244TD300FW | MULTIPORT 2F TONE,300F | PCE | 6 | 195.8
MOB-0244TD350FW | MULTIPORT STUB,02 SCA,350F | PCE | 2 | 209.4
MOB-0244TD400FW | MULTIPORT 2F TONE,400F | PCE | 6 | 226.36
MOB-0244TD500FW | MULTIPORT STUB,02 SCA,500F | PCE | 6 | 253.56
MOB-0244TDA00FW | MULTIPORT 2F TONE,A00F | PCE | 6 | 423.04
MOB-0244TDF00FW | MULTIPORT STUB,02 SCA,F00F | PCE | 6 | 594.24
MOB-0644FD050FW | MULTIPORT STUB,06 SCA,050F | PCE | 18 | 187.94
MOB-0644FD100FW | MULTIPORT STUB,06 SCA,100F | PCE | 15 | 204.42
MTB-0244TD400FW | 02 SCA,400FMULTIPORT OPTITIP®, | PCE | 6 | 695.26
004301EB49R350F | ROC OTAP PGTL 1F DIEL,350F | PCE | 15 | 139.52
004301EB49R400F | ROC OTAP PGTL 1F DIEL,400F | PCE | 15 | 163.58
004301EB49R500F | ROC OTAP PGTL 1F DIEL,500F | PCE | 10 | 188.08
004301EB49RA00F | ROC OTAP PGTL 1F DIEL,A00F | PCE | 6 | 340.16
004301EB49RF00F | ROC OTAP PGTL 1F DIEL,F00F | PCE | 4 | 466.54
00D101EB49R050F | ROC PLOK PGTL 1F DIEL,050F | PCE | 50 | 56.78
00D101EB49R100F | ROC PLOK PGTL 1F DIEL,100F | PCE | 50 | 67.78
00D101EB49R200F | ROC PLOK PGTL 1F DIEL,200F | PCE | 30 | 89.8
00D101EB49R300F | ROC PLOK PGTL 1F DIEL,300F | PCE | 15 | 130.62
00D101EB49R350F | ROC PLOK PGTL 1F DIEL,350F | PCE | 15 | 141.62
00D101EB49R400F | ROC PLOK PGTL 1F DIEL,400F | PCE | 15 | 163.32
00D101EB49R500F | ROC PLOK PGTL 1F DIEL,500F | PCE | 10 | 187.46
00D101EB49RA00F | ROC PLOK PGTL 1F DIEL,A00F | PCE | 6 | 337.3
434301EB1TD050F | SST OTAP/OTAP 1F TONE,050F | PCE | 30 | 83.28
434301EB1TD100F | SST OTAP/OTAP 1F TONE,100F | PCE | 18 | 95.98
434301EB1TD200F | SST OTAP/OTAP 1F TONE,200F | PCE | 10 | 121.38
434301EB1TD300F | SST OTAP/OTAP 1F TONE,300F | PCE | 5 | 165.6
434301EB1TD350F | SST OTAP/OTAP 1F TONE,350F | PCE | 5 | 178.32
434301EB1TD400F | SST OTAP/OTAP 1F TONE,400F | PCE | 5 | 206.08
434301EB1TD500F | SST OTAP/OTAP 1F TONE,500F | PCE | 5 | 234.14
434301EB1TDA00F | SST OTAP/OTAP 1F TONE,A00F | PCE | 1 | 404.1
434301EB1TDF00F | SST OTAP/OTAP 1F TONE,F00F | PCE | 1 | 548.34
434301EB4FD050F | SST OTAP/OTAP 1F DIEL,050F | PCE | 30 | 80.02
434301EB4FD100F | SST OTAP/OTAP 1F DIEL,100F | PCE | 15 | 91.38
434301EB4FD200F | SST OTAP/OTAP 1F DIEL,200F | PCE | 15 | 114.06
434301EB4FD300F | SST OTAP/OTAP 1F DIEL,300F | PCE | 8 | 155.56
434301EB4FD350F | SST OTAP/OTAP 1F DIEL,350F | PCE | 5 | 166.9
004301EB49R300F | ROC OTAP PGTL 1F DIEL,300F | PCE | 15 | 128.52
MTB-0244TD500FW | 02 SCA,500FMULTIPORT OPTITIP®, | PCE | 6 | 737.62
MTB-0644FD050FW | 06 SCA,050FMULTIPORT OPTITIP®, | PCE | 18 | 504.4
MTB-1244FD050FW | MULTIPORT 12F DIEL OTIP,050F | PCE | 9 | 763.86
MTB-1244FD100FW | MULTIPORT 12F DIEL OTIP,100F | PCE | 9 | 790.48
MTB-1244FD200FW | MULTIPORT 12F DIEL OTIP,200F | PCE | 6 | 843.74
MTB-1244FD300FW | 12 SCA,300FMULTIPORT OPTITIP®, | PCE | 6 | 993.96
MTB-1244FD350FW | MULTIPORT 12F DIEL OTIP,350F | PCE | 2 | 1020.58
MTB-1244FD400FW | 12 SCA,400FMULTIPORT OPTITIP®, | PCE | 6 | 1104.36
MTB-1244FD500FW | 12 SCA,500FMULTIPORT OPTITIP®, | PCE | 6 | 1157.62
MTB-1244FDA00FW | MULTIPORT 12F DIEL OTIP,A00F | PCE | 6 | 1460.18
MTB-1244FDF00FW | 12 SCA,F00FMULTIPORT OPTITIP®, | PCE | 6 | 1726.48
004301EB19R050F | ROC OTAP PGTL 1F TONE,050F | PCE | 50 | 56.96
004301EB19R100F | ROC OTAP PGTL 1F TONE,100F | PCE | 35 | 69.3
004301EB19R200F | ROC OTAP PGTL 1F TONE,200F | PCE | 25 | 93.92
004301EB19R300F | ROC OTAP PGTL 1F TONE,300F | PCE | 15 | 137.4
004301EB19R350F | ROC OTAP PGTL 1F TONE,350F | PCE | 15 | 149.7
004301EB19R400F | ROC OTAP PGTL 1F TONE,400F | PCE | 15 | 175.68
004301EB19R500F | ROC OTAP PGTL 1F TONE,500F | PCE | 8 | 202.92
004301EB19RF00F | ROC OTAP PGTL 1F TONE,F00F | PCE | 4 | 509.1
004301EB49R010M | ROC OTAP PGTL 1F DIEL,010M | PCE | 50 | 50.92
004301EB49R020M | ROC OTAP PGTL 1F DIEL,020M | PCE | 50 | 58.14
004301EB49R050F | ROC OTAP PGTL 1F DIEL,050F | PCE | 50 | 54.7
004301EB49R050M | ROC OTAP PGTL 1F DIEL,050M | PCE | 30 | 79.78
004301EB49R100F | ROC OTAP PGTL 1F DIEL,100F | PCE | 50 | 65.7
004301EB49R100M | ROC OTAP PGTL 1F DIEL,100M | PCE | 15 | 134.72
004301EB49R150M | ROC OTAP PGTL 1F DIEL,150M | PCE | 10 | 186.16
004301EB49R200F | ROC OTAP PGTL 1F DIEL,200F | PCE | 30 | 87.72
G757572TPNDDU005M | 72F EDGE P OM3 MTP/MTP 5M | PCE | 1 | 4623.24
G909048GPNDDU010F | 48F EDGE P OS2 MTP/MTP 10F | PCE | 1 | 2847.38
G909048GPNDDU010M | 48F EDGE P OS2 MTP/MTP 10M | PCE | 1 | 3038.9
G909048GPNDDU020F | 48F EDGE P OS2 MTP/MTP 20F | PCE | 1 | 2931.36
G909048GPNDDU030F | 48F EDGE P OS2 MTP/MTP 30F | PCE | 1 | 3015.32
G909048GPNDDU030M | 48F EDGE P OS2 MTP/MTP 30M | PCE | 1 | 3589.84
G909048GPNDDU040F | 48F EDGE P OS2 MTP/MTP 40F | PCE | 1 | 3099.26
G909048GPNDDU050F | 48F EDGE P OS2 MTP/MTP 50F | PCE | 1 | 3183.24
G909048GPNDDU050M | 48F EDGE P OS2 MTP/MTP 50M | PCE | 1 | 4140.78
G909048GPNDDU100F | 48F EDGE P OS2 MTP/MTP 100F | PCE | 1 | 3603.06
G909072GPNDDP003M | 72F EDGE P OS2 MTP/MTP 3M | PCE | 1 | 4642.86
G909072GPNDDP005M | 72F EDGE P OS2 MTP/MTP 5M | PCE | 1 | 4725.52
G909072GPNDDP010F | 72F EDGE P OS2 MTP/MTP 10F | PCE | 1 | 4644.86
G909072GPNDDP020F | 72F EDGE P OS2 MTP/MTP 20F | PCE | 1 | 4770.8
G909072GPNDDP020M | 72F EDGE P OS2 MTP/MTP 20M | PCE | 1 | 5345.32
G909072GPNDDP030F | 72F EDGE P OS2 MTP/MTP 30F | PCE | 1 | 4896.76
G909072GPNDDP030M | 72F EDGE P OS2 MTP/MTP 30M | PCE | 1 | 5758.54
G909072GPNDDP040F | 72F EDGE P OS2 MTP/MTP 40F | PCE | 1 | 5022.7
G909072GPNDDP050F | 72F EDGE P OS2 MTP/MTP 50F | PCE | 1 | 5148.62
G909072GPNDDP050M | 72F EDGE P OS2 MTP/MTP 50M | PCE | 1 | 6584.94
G909072GPNDDP100F | 72F EDGE P OS2 MTP/MTP 100F | PCE | 1 | 5778.36
G909072GPNDDU002M | 72F EDGE P OS2 MTP/MTP 2M | PCE | 1 | 4601.56
G909072GPNDDU003M | 72F EDGE P OS2 MTP/MTP 3M | PCE | 1 | 4642.86
G909072GPNDDU005M | 72F EDGE P OS2 MTP/MTP 5M | PCE | 1 | 4725.52
G909072GPNDDU010F | 72F EDGE P OS2 MTP/MTP 10F | PCE | 1 | 4644.86
G909072GPNDDU010M | 72F EDGE P OS2 MTP/MTP 10M | PCE | 1 | 4932.12
G909072GPNDDU020F | 72F EDGE P OS2 MTP/MTP 20F | PCE | 1 | 4770.8
G909072GPNDDU020M | 72F EDGE P OS2 MTP/MTP 20M | PCE | 1 | 5345.32
G909048GPNDDU005M | 48F EDGE P OS2 MTP/MTP 5M | PCE | 1 | 2901.16
G7575U8TPNDDU030F | 288F EDGE P OM3 MTP/MTP 30F | PCE | 1 | 17929
G7575U8TPNDDU050F | 288F EDGE P OM3 MTP/MTP 50F | PCE | 1 | 20016.56
G7575U8TPNDDU100F | 288F EDGE P OM3 MTP/MTP 100F | PCE | 1 | 25235.38
G909024GPNDDU002M | 24F EDGE P OS2 MTP/MTP 2M | PCE | 1 | 1686.64
G909024GPNDDU003M | 24F EDGE P OS2 MTP/MTP 3M | PCE | 1 | 1700.42
G909024GPNDDU005M | 24F EDGE P OS2 MTP/MTP 5M | PCE | 1 | 1727.96
G909024GPNDDU010F | 24F EDGE P OS2 MTP/MTP 10F | PCE | 1 | 1701.08
G909024GPNDDU020F | 24F EDGE P OS2 MTP/MTP 20F | PCE | 1 | 1743.06
G909024GPNDDU020M | 24F EDGE P OS2 MTP/MTP 20M | PCE | 1 | 1934.56
G909024GPNDDU030F | 24F EDGE P OS2 MTP/MTP 30F | PCE | 1 | 1785.04
G909024GPNDDU040F | 24F EDGE P OS2 MTP/MTP 40F | PCE | 1 | 1827.04
G909024GPNDDU050F | 24F EDGE P OS2 MTP/MTP 50F | PCE | 1 | 1869
G909024GPNDDU050M | 24F EDGE P OS2 MTP/MTP 50M | PCE | 1 | 2347.78
G909024GPNDDU100F | 24F EDGE P OS2 MTP/MTP 100F | PCE | 1 | 2078.92
G909036GPNDDP003M | 36F EDGE P OS2 MTP/MTP 3M | PCE | 1 | 2355.74
G909036GPNDDP005M | 36F EDGE P OS2 MTP/MTP 5M | PCE | 1 | 2397.06
G909036GPNDDP010F | 36F EDGE P OS2 MTP/MTP 10F | PCE | 1 | 2356.74
G909036GPNDDP020F | 36F EDGE P OS2 MTP/MTP 20F | PCE | 1 | 2419.7
G909036GPNDDP020M | 36F EDGE P OS2 MTP/MTP 20M | PCE | 1 | 2706.96
G909036GPNDDP030F | 36F EDGE P OS2 MTP/MTP 30F | PCE | 1 | 2482.68
G909036GPNDDP030M | 36F EDGE P OS2 MTP/MTP 30M | PCE | 1 | 2913.56
G909036GPNDDP040F | 36F EDGE P OS2 MTP/MTP 40F | PCE | 1 | 2545.64
G909036GPNDDP050F | 36F EDGE P OS2 MTP/MTP 50F | PCE | 1 | 2608.64
G909036GPNDDP050M | 36F EDGE P OS2 MTP/MTP 50M | PCE | 1 | 3326.78
G909036GPNDDP100F | 36F EDGE P OS2 MTP/MTP 100F | PCE | 1 | 2923.5
G909048GPNDDU002M | 48F EDGE P OS2 MTP/MTP 2M | PCE | 1 | 2818.52
G909048GPNDDU003M | 48F EDGE P OS2 MTP/MTP 3M | PCE | 1 | 2846.08
G909072GPNDDU030F | 72F EDGE P OS2 MTP/MTP 30F | PCE | 1 | 4896.76
G9090AZGPNDDU020F | 576F EDGE P OS2 MTP/MTP 20F | PCE | 1 | 29664.38
G9090AZGPNDDU020M | 576F EDGE P OS2 MTP/MTP 20M | PCE | 1 | 32516.02
G9090AZGPNDDU030F | 576F EDGE P OS2 MTP/MTP 30F | PCE | 1 | 30289.52
G9090AZGPNDDU100F | 576F EDGE P OS2 MTP/MTP 100F | PCE | 1 | 34665.44
G9090E4GPNDDP003M | 144F EDGE P OS2 MTP/MTP 3M | PCE | 1 | 9080.06
G9090E4GPNDDP005M | 144F EDGE P OS2 MTP/MTP 5M | PCE | 1 | 9245.32
G9090E4GPNDDP010F | 144F EDGE P OS2 MTP/MTP 10F | PCE | 1 | 9084.02
G9090E4GPNDDP010M | 144F EDGE P OS2 MTP/MTP 10M | PCE | 1 | 9658.54
G9090E4GPNDDP020F | 144F EDGE P OS2 MTP/MTP 20F | PCE | 1 | 9335.92
G9090E4GPNDDP020M | 144F EDGE P OS2 MTP/MTP 20M | PCE | 1 | 10484.96
G9090E4GPNDDP030F | 144F EDGE P OS2 MTP/MTP 30F | PCE | 1 | 9587.8
G9090E4GPNDDP030M | 144F EDGE P OS2 MTP/MTP 30M | PCE | 1 | 11311.36
G9090E4GPNDDP040F | 144F EDGE P OS2 MTP/MTP 40F | PCE | 1 | 9839.68
G9090E4GPNDDP050F | 144F EDGE P OS2 MTP/MTP 50F | PCE | 1 | 10091.58
G9090E4GPNDDP050M | 144F EDGE P OS2 MTP/MTP 50M | PCE | 1 | 12964.18
G9090E4GPNDDP100F | 144F EDGE P OS2 MTP/MTP 100F | PCE | 1 | 11351.04
G9090E4GPNDDU002M | 144F EDGE P OS2 MTP/MTP 2M | PCE | 1 | 8997.4
G9090E4GPNDDU003M | 144F EDGE P OS2 MTP/MTP 3M | PCE | 1 | 9080.06
G9090E4GPNDDU005M | 144F EDGE P OS2 MTP/MTP 5M | PCE | 1 | 9245.32
G9090E4GPNDDU010F | 144F EDGE P OS2 MTP/MTP 10F | PCE | 1 | 9084.02
G9090E4GPNDDU010M | 144F EDGE P OS2 MTP/MTP 10M | PCE | 1 | 9658.54
G9090E4GPNDDU020F | 144F EDGE P OS2 MTP/MTP 20F | PCE | 1 | 9335.92
G9090E4GPNDDU020M | 144F EDGE P OS2 MTP/MTP 20M | PCE | 1 | 10484.96
G9090E4GPNDDU030F | 144F EDGE P OS2 MTP/MTP 30F | PCE | 1 | 9587.8
G9090E4GPNDDU030M | 144F EDGE P OS2 MTP/MTP 30M | PCE | 1 | 11311.36
G9090E4GPNDDU040F | 144F EDGE P OS2 MTP/MTP 40F | PCE | 1 | 9839.68
G9090E4GPNDDU050F | 144F EDGE P OS2 MTP/MTP 50F | PCE | 1 | 10091.58
G9090AZGPNDDU010M | 576F EDGE P OS2 MTP/MTP 10M | PCE | 1 | 30465.08
G909072GPNDDU030M | 72F EDGE P OS2 MTP/MTP 30M | PCE | 1 | 5758.54
G909072GPNDDU040F | 72F EDGE P OS2 MTP/MTP 40F | PCE | 1 | 5022.7
G909072GPNDDU050F | 72F EDGE P OS2 MTP/MTP 50F | PCE | 1 | 5148.62
G909072GPNDDU050M | 72F EDGE P OS2 MTP/MTP 50M | PCE | 1 | 6584.94
G909096GPNDDU010F | 96F EDGE P OS2 MTP/MTP 10F | PCE | 1 | 6124.6
G909096GPNDDU010M | 96F EDGE P OS2 MTP/MTP 10M | PCE | 1 | 6507.58
G909096GPNDDU020F | 96F EDGE P OS2 MTP/MTP 20F | PCE | 1 | 6292.52
G909096GPNDDU030F | 96F EDGE P OS2 MTP/MTP 30F | PCE | 1 | 6460.44
G909096GPNDDU040F | 96F EDGE P OS2 MTP/MTP 40F | PCE | 1 | 6628.36
G909096GPNDDU050F | 96F EDGE P OS2 MTP/MTP 50F | PCE | 1 | 6796.3
G909096GPNDDU100F | 96F EDGE P OS2 MTP/MTP 100F | PCE | 1 | 7635.94
G9090AKGPNDDP003M | 432F EDGE P OS2 MTP/MTP 3M | PCE | 1 | 22155.84
G9090AKGPNDDP005M | 432F EDGE P OS2 MTP/MTP 5M | PCE | 1 | 22464.08
G9090AKGPNDDP010F | 432F EDGE P OS2 MTP/MTP 10F | PCE | 1 | 22163.26
G9090AKGPNDDP020F | 432F EDGE P OS2 MTP/MTP 20F | PCE | 1 | 22632.98
G9090AKGPNDDP020M | 432F EDGE P OS2 MTP/MTP 20M | PCE | 1 | 24775.72
G9090AKGPNDDP030F | 432F EDGE P OS2 MTP/MTP 30F | PCE | 1 | 23102.7
G9090AKGPNDDP030M | 432F EDGE P OS2 MTP/MTP 30M | PCE | 1 | 26316.84
G9090AKGPNDDP040F | 432F EDGE P OS2 MTP/MTP 40F | PCE | 1 | 23572.44
G9090AKGPNDDP050F | 432F EDGE P OS2 MTP/MTP 50F | PCE | 1 | 24042.16
G9090AKGPNDDP050M | 432F EDGE P OS2 MTP/MTP 50M | PCE | 1 | 29399.06
G9090AKGPNDDP100F | 432F EDGE P OS2 MTP/MTP 100F | PCE | 1 | 26390.8
G9090AKGPNDDU010F | 432F EDGE P OS2 MTP/MTP 10F | PCE | 1 | 22163.26
G9090AKGPNDDU010M | 432F EDGE P OS2 MTP/MTP 10M | PCE | 1 | 23234.64
G9090AKGPNDDU020M | 432F EDGE P OS2 MTP/MTP 20M | PCE | 1 | 24775.72
G9090AKGPNDDU100F | 432F EDGE P OS2 MTP/MTP 100F | PCE | 1 | 26390.8
G9090AZGPNDDU010F | 576F EDGE P OS2 MTP/MTP 10F | PCE | 1 | 29039.24
G757596TPNDDU030M | 96F EDGE P OM3 MTP/MTP 30M | PCE | 1 | 10031.04
G757596TPNDDU040F | 96F EDGE P OM3 MTP/MTP 40F | PCE | 1 | 7227.86
G757596TPNDDU050F | 96F EDGE P OM3 MTP/MTP 50F | PCE | 1 | 7707.66
G757596TPNDDU050M | 96F EDGE P OM3 MTP/MTP 50M | PCE | 1 | 13179.24
G757596TPNDDU100F | 96F EDGE P OM3 MTP/MTP 100F | PCE | 1 | 10106.58
G7575AKQPNDDU003M | 432F EDGE P OM4 MTP/MTP 3M | PCE | 1 | 24206.7
G7575AKQPNDDU005M | 432F EDGE P OM4 MTP/MTP 5M | PCE | 1 | 25497.08
G7575AKQPNDDU010F | 432F EDGE P OM4 MTP/MTP 10F | PCE | 1 | 24237.66
G7575AKQPNDDU010M | 432F EDGE P OM4 MTP/MTP 10M | PCE | 1 | 28723.04
G7575AKQPNDDU020F | 432F EDGE P OM4 MTP/MTP 20F | PCE | 1 | 26204.22
G7575AKQPNDDU020M | 432F EDGE P OM4 MTP/MTP 20M | PCE | 1 | 35175.04
G7575AKQPNDDU030F | 432F EDGE P OM4 MTP/MTP 30F | PCE | 1 | 28170.78
G7575AKQPNDDU030M | 432F EDGE P OM4 MTP/MTP 30M | PCE | 1 | 41627
G7575AKQPNDDU040F | 432F EDGE P OM4 MTP/MTP 40F | PCE | 1 | 30137.32
G7575AKQPNDDU050F | 432F EDGE P OM4 MTP/MTP 50F | PCE | 1 | 32103.88
G7575AKQPNDDU050M | 432F EDGE P OM4 MTP/MTP 50M | PCE | 1 | 54530.92
G7575AKQPNDDU100F | 432F EDGE P OM4 MTP/MTP 100F | PCE | 1 | 41936.68
G7575AKTPNDDU010F | 432F EDGE P OM3 MTP/MTP 10F | PCE | 1 | 22559.58
G7575AKTPNDDU100F | 432F EDGE P OM3 MTP/MTP 100F | PCE | 1 | 36596.02
G7575AZQPNDDU003M | 576F EDGE P OM4 MTP/MTP 3M | PCE | 1 | 36628.86
G7575AZQPNDDU005M | 576F EDGE P OM4 MTP/MTP 5M | PCE | 1 | 38346
G7575AZQPNDDU010F | 576F EDGE P OM4 MTP/MTP 10F | PCE | 1 | 36670.06
G7575AZQPNDDU010M | 576F EDGE P OM4 MTP/MTP 10M | PCE | 1 | 42638.92
G7575AZQPNDDU020F | 576F EDGE P OM4 MTP/MTP 20F | PCE | 1 | 39287.02
G7575AZQPNDDU020M | 576F EDGE P OM4 MTP/MTP 20M | PCE | 1 | 51224.7
G7575AZQPNDDU030F | 576F EDGE P OM4 MTP/MTP 30F | PCE | 1 | 41903.94
G7575AZQPNDDU030M | 576F EDGE P OM4 MTP/MTP 30M | PCE | 1 | 59810.5
G757596TPNDDU030F | 96F EDGE P OM3 MTP/MTP 30F | PCE | 1 | 6748.04
G757572TPNDDU010F | 72F EDGE P OM3 MTP/MTP 10F | PCE | 1 | 4392.78
G757572TPNDDU010M | 72F EDGE P OM3 MTP/MTP 10M | PCE | 1 | 5213.54
G757572TPNDDU020F | 72F EDGE P OM3 MTP/MTP 20F | PCE | 1 | 4752.62
G757572TPNDDU020M | 72F EDGE P OM3 MTP/MTP 20M | PCE | 1 | 6394.12
G757572TPNDDU030F | 72F EDGE P OM3 MTP/MTP 30F | PCE | 1 | 5112.48
G757572TPNDDU030M | 72F EDGE P OM3 MTP/MTP 30M | PCE | 1 | 7574.72
G757572TPNDDU040F | 72F EDGE P OM3 MTP/MTP 40F | PCE | 1 | 5472.32
G757572TPNDDU050F | 72F EDGE P OM3 MTP/MTP 50F | PCE | 1 | 5832.16
G757572TPNDDU050M | 72F EDGE P OM3 MTP/MTP 50M | PCE | 1 | 9935.88
G757572TPNDDU100F | 72F EDGE P OM3 MTP/MTP 100F | PCE | 1 | 7631.36
G757596QPNDDU003M | 96F EDGE P OM4 MTP/MTP 3M | PCE | 1 | 6078.92
G757596QPNDDU005M | 96F EDGE P OM4 MTP/MTP 5M | PCE | 1 | 6472.42
G757596QPNDDU010F | 96F EDGE P OM4 MTP/MTP 10F | PCE | 1 | 6088.34
G757596QPNDDU010M | 96F EDGE P OM4 MTP/MTP 10M | PCE | 1 | 7456.26
G757596QPNDDU020F | 96F EDGE P OM4 MTP/MTP 20F | PCE | 1 | 6688.1
G757596QPNDDU030F | 96F EDGE P OM4 MTP/MTP 30F | PCE | 1 | 7287.82
G757596QPNDDU030M | 96F EDGE P OM4 MTP/MTP 30M | PCE | 1 | 11391.54
G757596QPNDDU040F | 96F EDGE P OM4 MTP/MTP 40F | PCE | 1 | 7887.56
G757596QPNDDU050F | 96F EDGE P OM4 MTP/MTP 50F | PCE | 1 | 8487.3
G757596QPNDDU050M | 96F EDGE P OM4 MTP/MTP 50M | PCE | 1 | 15326.82
G757596QPNDDU100F | 96F EDGE P OM4 MTP/MTP 100F | PCE | 1 | 11485.98
G757596TPNDDU003M | 96F EDGE P OM3 MTP/MTP 3M | PCE | 1 | 5780.94
G757596TPNDDU005M | 96F EDGE P OM3 MTP/MTP 5M | PCE | 1 | 6095.74
G757596TPNDDU010F | 96F EDGE P OM3 MTP/MTP 10F | PCE | 1 | 5788.48
G757596TPNDDU010M | 96F EDGE P OM3 MTP/MTP 10M | PCE | 1 | 6882.8
G757596TPNDDU020F | 96F EDGE P OM3 MTP/MTP 20F | PCE | 1 | 6268.28
G757596TPNDDU020M | 96F EDGE P OM3 MTP/MTP 20M | PCE | 1 | 8456.9
G7575AZQPNDDU040F | 576F EDGE P OM4 MTP/MTP 40F | PCE | 1 | 44520.9
G7575K2QPNDDU010M | 192F EDGE P OM4 MTP/MTP 10M | PCE | 1 | 13645.86
G7575K2QPNDDU020F | 192F EDGE P OM4 MTP/MTP 20F | PCE | 1 | 12455.84
G7575K2QPNDDU020M | 192F EDGE P OM4 MTP/MTP 20M | PCE | 1 | 16694.1
G7575K2QPNDDU030F | 192F EDGE P OM4 MTP/MTP 30F | PCE | 1 | 13384.94
G7575K2QPNDDU030M | 192F EDGE P OM4 MTP/MTP 30M | PCE | 1 | 19742.38
G7575K2QPNDDU040F | 192F EDGE P OM4 MTP/MTP 40F | PCE | 1 | 14314
G7575K2QPNDDU050F | 192F EDGE P OM4 MTP/MTP 50F | PCE | 1 | 15243.12
G7575K2QPNDDU050M | 192F EDGE P OM4 MTP/MTP 50M | PCE | 1 | 25838.84
G7575K2QPNDDU100F | 192F EDGE P OM4 MTP/MTP 100F | PCE | 1 | 19888.66
G7575K2TPNDDU010F | 192F EDGE P OM3 MTP/MTP 10F | PCE | 1 | 10731.2
G7575K2TPNDDU040F | 192F EDGE P OM3 MTP/MTP 40F | PCE | 1 | 12941.56
G7575K2TPNDDU050F | 192F EDGE P OM3 MTP/MTP 50F | PCE | 1 | 13678.32
G7575K2TPNDDU100F | 192F EDGE P OM3 MTP/MTP 100F | PCE | 1 | 17362.24
G7575U8QPNDDU003M | 288F EDGE P OM4 MTP/MTP 3M | PCE | 1 | 16970.32
G7575U8QPNDDU005M | 288F EDGE P OM4 MTP/MTP 5M | PCE | 1 | 17833.98
G7575U8QPNDDU010F | 288F EDGE P OM4 MTP/MTP 10F | PCE | 1 | 16991.06
G7575U8QPNDDU010M | 288F EDGE P OM4 MTP/MTP 10M | PCE | 1 | 19993.1
G7575U8QPNDDU020F | 288F EDGE P OM4 MTP/MTP 20F | PCE | 1 | 18307.26
G7575U8QPNDDU020M | 288F EDGE P OM4 MTP/MTP 20M | PCE | 1 | 24311.4
G7575U8QPNDDU030F | 288F EDGE P OM4 MTP/MTP 30F | PCE | 1 | 19623.46
G7575U8QPNDDU030M | 288F EDGE P OM4 MTP/MTP 30M | PCE | 1 | 28629.66
G7575U8QPNDDU040F | 288F EDGE P OM4 MTP/MTP 40F | PCE | 1 | 20939.66
G7575U8QPNDDU050F | 288F EDGE P OM4 MTP/MTP 50F | PCE | 1 | 22255.86
G7575U8QPNDDU050M | 288F EDGE P OM4 MTP/MTP 50M | PCE | 1 | 37266.22
G7575U8QPNDDU100F | 288F EDGE P OM4 MTP/MTP 100F | PCE | 1 | 28836.92
G7575U8TPNDDU010F | 288F EDGE P OM3 MTP/MTP 10F | PCE | 1 | 15841.44
G7575U8TPNDDU020F | 288F EDGE P OM3 MTP/MTP 20F | PCE | 1 | 16885.22
G7575K2QPNDDU010F | 192F EDGE P OM4 MTP/MTP 10F | PCE | 1 | 11526.72
G7575AZQPNDDU050F | 576F EDGE P OM4 MTP/MTP 50F | PCE | 1 | 47137.86
G7575AZQPNDDU050M | 576F EDGE P OM4 MTP/MTP 50M | PCE | 1 | 76982.12
G7575AZQPNDDU100F | 576F EDGE P OM4 MTP/MTP 100F | PCE | 1 | 60222.64
G7575AZTPNDDU010F | 576F EDGE P OM3 MTP/MTP 10F | PCE | 1 | 29616.7
G7575AZTPNDDU100F | 576F EDGE P OM3 MTP/MTP 100F | PCE | 1 | 48294.8
G7575E4QPNDDU003M | 144F EDGE P OM4 MTP/MTP 3M | PCE | 1 | 9015.48
G7575E4QPNDDU005M | 144F EDGE P OM4 MTP/MTP 5M | PCE | 1 | 9605.8
G7575E4QPNDDU010F | 144F EDGE P OM4 MTP/MTP 10F | PCE | 1 | 9029.66
G7575E4QPNDDU020F | 144F EDGE P OM4 MTP/MTP 20F | PCE | 1 | 9929.26
G7575E4QPNDDU030F | 144F EDGE P OM4 MTP/MTP 30F | PCE | 1 | 10828.88
G7575E4QPNDDU040F | 144F EDGE P OM4 MTP/MTP 40F | PCE | 1 | 11728.48
G7575E4QPNDDU050F | 144F EDGE P OM4 MTP/MTP 50F | PCE | 1 | 12628.08
G7575E4QPNDDU100F | 144F EDGE P OM4 MTP/MTP 100F | PCE | 1 | 17126.12
G7575E4TPNDDU003M | 144F EDGE P OM3 MTP/MTP 3M | PCE | 1 | 8568.54
G7575E4TPNDDU005M | 144F EDGE P OM3 MTP/MTP 5M | PCE | 1 | 9040.74
G7575E4TPNDDU010F | 144F EDGE P OM3 MTP/MTP 10F | PCE | 1 | 8579.88
G7575E4TPNDDU010M | 144F EDGE P OM3 MTP/MTP 10M | PCE | 1 | 10221.34
G7575E4TPNDDU020F | 144F EDGE P OM3 MTP/MTP 20F | PCE | 1 | 9299.54
G7575E4TPNDDU020M | 144F EDGE P OM3 MTP/MTP 20M | PCE | 1 | 12582.52
G7575E4TPNDDU030F | 144F EDGE P OM3 MTP/MTP 30F | PCE | 1 | 10019.22
G7575E4TPNDDU030M | 144F EDGE P OM3 MTP/MTP 30M | PCE | 1 | 14943.68
G7575E4TPNDDU040F | 144F EDGE P OM3 MTP/MTP 40F | PCE | 1 | 10738.92
G7575E4TPNDDU050F | 144F EDGE P OM3 MTP/MTP 50F | PCE | 1 | 11458.6
G7575E4TPNDDU050M | 144F EDGE P OM3 MTP/MTP 50M | PCE | 1 | 19666.02
G7575E4TPNDDU100F | 144F EDGE P OM3 MTP/MTP 100F | PCE | 1 | 15057.02
G7575K2QPNDDU003M | 192F EDGE P OM4 MTP/MTP 3M | PCE | 1 | 11512.1
G7575K2QPNDDU005M | 192F EDGE P OM4 MTP/MTP 5M | PCE | 1 | 12121.72
ECM-UM12-04-89G-Z | EDGE MODULE 12F LCUDUP/MTPA ULT 4 MOD | PCE | 1 | 2459.92
ECM-UM12-04-89G-ULL-Z | EDGE MODULE 12F ULL LCUDUP/MTPA ULT 4MOD | PCE | 1 | 2459.92
ECM8-UM08-04-E8G-ULL-Z | EDGE8 UNIV MOD 8F LCUDUP/MTP ULT 4 MOD | PCE | 1 | 2136.48
ECM8-UM08-05-E6Q-ULL-Z | EDGE8 UNIV MOD 8F LCDUP/MTP OM4 4 MOD | PCE | 1 | 1895.84
ECM-UM12-05-93Q-ULL-Z | EDGE MODULE 12F OM4 ULL LCDUP/MTP 4 MOD | PCE | 1 | 2392.96
CLR-HALL-TOOL-UNIV | UNIVERSAL CLEAR TRACK HW INSTALLATION TL | PCE | 6 | 27.4
CLR-ILU-TOOL-UNIV | UNIVERSAL CLEAR TRACK ILU INST TOOL | PCE | 6 | 31.32
CLR-WPT-01-SCASH-CS | LP wallplate,shuttered SCA,Command Strip | PCE | 30 | 19.42
CCH-CS36-AE-P00RJ | CCH SPL CASS,36F, LC-DP SHUTTER, OS2,RIB | PCE | 1 | 1991.48
CCH-CS36-AF-P00RJ | CCH SPLC CSS 36F LC APC OS2 SM SHUT RIB | PCE | 1 | 2290.2
ECM-UM12-05-93Q-Z | EDGE MODULE 12F OM4 LCDUP/MTP 4 MOD | PCE | 1 | 2392.96
MDT-0417NS000MW-P | Distributed Tap 1x4 90/10 PWR DIST | PCE | 1 | 295.2
MDT-0416NS000MW-P | Distributed Tap 1x4 85/15 PWR DIST | PCE | 1 | 295.2
MDT-0412NS000MW-P | Distributed Tap 1x4 70/30 PWR DIST | PCE | 1 | 295.2
DWXMA1B125000ZZBBO | DWDM MDCA/LCA, 12CH, 50-61, AUX/FRO/FR | PCE | 1 | 4142.74
BPEO-S1-ALT-07T1-D62-4S9 | BPEO S1 LT-Mini - Splice Terminal | PCE | 1 | 268.36
BPEO-S15-ALT-12T1-D95-2S8 | BPEO S1.5 LT - Branch Closure | PCE | 1 | 340.38
BPEO-S15-AMX-12T1-D62-4S9 | BPEO S1.5 LT-MiniX - Splice Terminal | PCE | 1 | 299
BPEO-S0-ALT-04T1-D92-4S9 | BPEO S0 LT - Splice Terminal | PCE | 1 | 176.44
BPEO-S0-MXT-04T1-D69-4S7 | BPEO S0 MiniXtend - Splice Terminal | PCE | 1 | 163.96
BPEO-S2-AMX-14T2-D27-2S8 | BPEO S2 - LT MiniX Branch Closure | PCE | 1 | 568.94
CX8CE7636A9-VF001B | CTX STB HSNG W/24 36F CASS,LCUPC, 76M | PCE | 1 | 45360.06
RTW-0MP-01 | RT WALL-MOUNT BOX W/ CRADLE | PCE | 1 | 336
MOS-F844FD200FW-P | 8F SPLT MP TERM SCA326/X 200F | PCE | 1 | 354.4
CCHA-LOCK-KIT | CCH HOUSING LOCK KIT | PCE | 1 | 38.52
RT-CM12-6C-1QC | RT MOD W/12 SCAPC + 1 1X SHTR MTP | PCE | 1 | 357
ETM-5B-Q | MODULE PORT TAP EDGE MTP/LC MM 50:50 | PCE | 1 | 3808.64
ETM-7B-Q | MODULE PORT TAP EDGE MTP/LC MM 70:30 | PCE | 1 | 3999.08
ETM-5B-G | MODULE PORT TAP EDGE MTP/LC SM 50:50 | PCE | 1 | 3503.92
ETM-7B-G | MODULE PORT TAP EDGE MTP/LC SM 70:30 | PCE | 1 | 3679.12
CHECKPOINT PRO BIF | Checkpoint Pro for BIF, MM and SM Fibers | PCE | 1 | 4718.24
ETM-7A-G | MODULE PORT TAP EDGE LC/LC SM 70:30 | PCE | 1 | 1839.56
ETM-7A-Q | MODULE PORT TAP EDGE LC/LC MM 70:30 | PCE | 1 | 1999.54
ETM-7C-G | MODULE PORT TAP EDGE MTP/MTP SM 70:30 | PCE | 1 | 5518.68
ETM-7C-Q | MODULE PORT TAP EDGE MTP/MTP MM 70:30 | PCE | 1 | 5998.62
ETM-5A-G | MODULE PORT TAP EDGE LC/LC SM 50:50 | PCE | 1 | 1751.96
MOS-H444FDF00FW-P | 4F SPLT MP TERM SCA326/X 1500F | PCE | 1 | 703.6
EDGE-BKT-LR-2RU | EDGE LADDER RACK BKT, 2 RACK U | PCE | 1 | 307.06
WLL-PL-AA | WLL, 1 GANG, WH, STR, 1 PORT, EMPTY | PCE | 10 | 4.08
WLL-PL-AB | WLL, 1 GANG, WH, STR, 2 PORT, EMPTY | PCE | 10 | 4.08
MOS-F844FD100FW-P | 8F SPLT MP TERM SCA326/X 100F | PCE | 1 | 336
MOS-F844FD400FW-P | 8F SPLT MP TERM SCA326/X 400F | PCE | 1 | 391.2
EDGE-BKT-WT-2RU | EDGE WIRE TRAY BKT,2 RACK U. | PCE | 1 | 316.54
EDGE-BKT-WT-4RU | EDGE WIRE TRAY BKT,4 RACK U. | PCE | 1 | 379.84
EDGE-BKT-LR-4RU | EDGE LADDER RACK BKT,4 RACK U | PCE | 1 | 368.46
ECL-C2U-48B3 | CONNECTOR HSG, ECL, 48 LCAPC DUP | PCE | 1 | 951.58
ECL-C1U-2459 | CONNECTOR HSG, W/12 SCUPC DUP CER | PCE | 1 | 533.28
ECL-D4U | ECL DEEP CONN SPLICE HOUSING, 4U | PCE | 1 | 572.28
MDU0000126C-00M22Q | MDU OPTITIP IN,PINNED,12F,NO SPLICE | PCE | 1 | 932.4
95-200-94 | LCAPC UNICAM, SM, OS2, CORNING | PCE | 25 | 28.98
CCH-01U | CLOSET CONN HOUSING, 1U (F/2 PANELS) | PCE | 1 | 334.68
CCH-02U | CLOSET CONN HOUSING, 2U (F/4 PANELS) | PCE | 1 | 413.7
CCH-03U | CLOSET CONN HOUSING, 3U (F/6 PANELS) | PCE | 1 | 469.68
CCH-04U | CLOSET CONN HOUSING, 4U (F/12 PANELS) | PCE | 1 | 527.14
MOS-F844FDF00FW-P | 8F SPLT MP TERM SCA326/X 1500F | PCE | 1 | 743.6
ETM-5A-Q | MODULE PORT TAP EDGE LC/LC MM 50:50 | PCE | 1 | 1904.32
SPH-DIN-KIT | DIN RAIL ADAPTER SPH | PCE | 1 | 49.46
EDGE-04U | EDGE 4U HOUSING | PCE | 1 | 1611.3
EDGE-02U | EDGE 2U HOUSING | PCE | 1 | 1216.96
CTX-S1U | CENTRIX STD ACCESS, 1U HSG | PCE | 1 | 201.48
CTX-S2U | CENTRIX STD. ACCESS,2U MOUNTED HSG,EMPTY | PCE | 1 | 225.2
CTX-S4U | CENTRIX STD. ACCESS 4RU MOUNTED HSG EMPT | PCE | 1 | 352
EDGE-01U | EDGE 1U HOUSING | PCE | 1 | 807.22
SPH-01P | SINGLE PANEL HOUSING | PCE | 1 | 94.76
WCH-02P | WCH for 2 CCH Panels | PCE | 1 | 180.02
WCH-04P | WCH for 4 CCH Panels | PCE | 1 | 255.74
WCH-06P | WCH for 6 CCH Panels | PCE | 1 | 356.62
CTXCMA00-B3-SP1116 | CTX CAS W/SPLTR, LCAPC, 1-1X16 | PCE | 1 | 1145.24
CTXCMA00-B3-SP1132 | CTX CAS W/SPLTR, LCAPC, 1-1X32 | PCE | 1 | 2205.16
CTX-SERVICE-BKT | CENTRIX, SERVICE BRACKET, ASSY | PCE | 1 | 410.26
CTX-WORKSHELF | CENTRIX, WORKSHELF | PCE | 1 | 461.56
RHN770006U6RBS200F | 6F CCFAN MTPO/XXX 200F BL-WH RPDPASS | PCE | 1 | 698.04
ECM-UM12-04-89G-ULL | EDGE UNIV MOD 12F LCDUP/MTPAm SM ULL | PCE | 1 | 676.48
ECM-UM12-05-93T-ULL | EDGE UNIV MOD 12F LCDUP/MTPm OM3 ULL | PCE | 1 | 644.2
CTXCPP36-B3-2RH000 | CENTRIX CASS W/PTL 36F LCAPC OS2 | PCE | 1 | 1183.44
CTXCPP36-A9-2RH000 | CENTRIX CASS W/PTL 36F LCUPC OS2 | PCE | 1 | 1006.72
CTX-KIT-RT-DH | CENTRIX, RT HAND JUMPER ROUTING KIT, 12 | PCE | 1 | 140.44
MPF-0448M1R43F-P | 4 PORT, MULTIPORT FLEX, OPTITAP TO OPTIT | PCE | 1 | 472.2
MPF-0848M1R43F-P | 8 PORT, MULTIPORT FLEX, OPTITAP TO OPTIT | PCE | 1 | 662.82
MPF-1248M1R43F-P | 12 PORT, MULTIPORT FLEX, OPTITAP TO OPTI | PCE | 1 | 843.06
CTX-FA-FRAME-7 | CENTRIX Standard Frame,Front Cable Acces | PCE | 1 | 6612.74
ETM-5C-G | MODULE PORT TAP EDGE MTP/MTP SM 50:50 | PCE | 1 | 5255.88
MOS-F844FD100MW-P | 8F SPLT MP TERM SCA326/X 100M | PCE | 1 | 377.96
MOS-F844FD150MW-P | 8F SPLT MP TERM SCA326/X 150M | PCE | 1 | 408.16
JMXPS1000BB000BB00 | Indoor CE (SILCP),JMXPS1000BB000BB00 | PCE | 1 | 3859.72
UMR1CC6CZ6C21132 | Spltr Mod, Gen3,Tier2,1x32, SCAPC | PCE | 1 | 900
WMR4CC6CA6C11132 | Spltr Mod, LS,Tier2,1x32, SCAPC | PCE | 1 | 900
MDU1231126C-CFCG2Q | MDU Term,12-port,APC,31m,Rib,No Drop | PCE | 1 | 1053.08
ETM-5C-Q | MODULE PORT TAP EDGE MTP/MTP MM 50:50 | PCE | 1 | 5712.96
RHN770012U6RCS200F | 12F CCFAN MTPO/XXX 200F BL-AQ RPDPASS | PCE | 1 | 1026.66
JCWPS2000BB0007700 | Indoor CE (SILCP),JCWPS2000BB0007700 | PCE | 1 | 11988.98
MOS-F844FD500FW-P | 8F SPLT MP TERM SCA326/X 500FT | PCE | 1 | 459.6
MOS-H444FD100FW-P | 4F SPLT MP TERM SCA326/X 100FT | PCE | 1 | 296
MOS-H444FD200FW-P | 4F SPLT MP TERM SCA326/X 200F | PCE | 1 | 314.4
MOS-H444FD300FW-P | 4F SPLT MP TERM SCA326/X 300FT | PCE | 1 | 332.8
MOS-H444FD500FW-P | 4F SPLT MP TERM SCA326/X 500F | PCE | 1 | 419.6
MOS-H444FDA00FW-P | 4F SPLT MP TERM SCA326/X 1000F | PCE | 1 | 561.6
EDGE-CP72-U1 | EDGE 72F MTP PANELS SMF/UPC | PCE | 1 | 270
EDGE-CP72-U3 | EDGE 72F MTP PANELS OM3/OM4 | PCE | 1 | 270
RHN770006U6RBS100F | 6F CCFAN MTPO/XXX 100F BL-WH RPDPASS | PCE | 1 | 468.04
CTX-SA-FRAME-7 | CENTRIX STANDARD FRAME, REAR CABLE ACCES | PCE | 1 | 5684.9
CTXCPP36-B3-2RJ000 | CENTRIX CASS W/PTL 36F LCAPC OS2 RIB | PCE | 1 | 1183.44
CTXCPP24-6C-2RH000 | CENTRIX CASS W/PTL 24F SCAPC OS2 LT | PCE | 1 | 691.98
CTXCPP24-6C-2RJ000 | CENTRIX CASS W/PTL 24F SCAPC OS2 RIB | PCE | 1 | 691.98
RHN770012U6RCS100F | 12F CCFAN MTPO/XXX 100F BL-AQ RPDPASS | PCE | 1 | 626.66
ECM-UM12-05-93Q-ULL | EDGE UNIV MOD 12F LCDUP/MTPm OM4 ULL | PCE | 1 | 658.06
OSE-CBL-37 | CABLE ENTRY KIT, .750"-.875" DIA, OSE | PCE | 1 | 100.92
CCH-CP12-E7 | PANEL, CCH, W/6 DUP SC AQUA, CER | PCE | 2 | 117.96
UMB1CC6CZ6C21132 | USM, 2 MM BOF,2M, 1X32 SPLITTER! | PCE | 1 | 1768
FCC-WIPES | Wipes- MICRO CARE, Fiber (90 per pk) | PK | 1 | 18.8
CCH-CP06-19T | PANEL, W/6 SM THREADED ST, CR | PCE | 2 | 62.9
95-200-44 | UNICAM, HIGH-PERFORMANCE, SM, OS2, ANGLE | PCE | 25 | 27.36
TKT-OPTISNAP-CF | TOOLKIT,OPTISNAP,FLAT | PCE | 1 | 2791.9
ICH-12P | INDUSTRIAL CONNECTOR HOUSING, 12P | PCE | 1 | 847.8
OSNP-SCU-900-Z | OPTISNAP, SC, UPC, 900UM, ORGANIZER | PK | 1 | 604.8
OSNP-SCA-900-Z | OPTISNAP, SC, APC, 900UM, ORGANIZER | PK | 1 | 650
2104466-01 | TOOL- MTP CONNECTOR CLEANING | PCE | 1 | 198.3
CCH-CP06-15T | PANEL,W/6 MM/SM THREADED ST CR | PCE | 2 | 55.86
CCH-CP06-59 | PANEL, W/3 SM DUPLEX SC, CR | PCE | 2 | 69.98
CCH-CP06-91 | PANEL, W/3 MM DUPLEX SC SLVS | PCE | 2 | 54.86
CCH-CP06-A8 | PANEL, W/3 DUP LC MM CER SLVS INSTL | PCE | 2 | 71.66
CCH-CP06-A9 | PANEL, W/3 DUP LC SM CER SLVS INSTL | PCE | 2 | 79.64
CCH-CP06-E4 | 3PANEL, W/3 DUP LC AQUA | PCE | 2 | 71.66
CCH-CP06-E7 | PANEL, CCH, W/3 DUP SC, AQUA, CER | PCE | 2 | 68.36
CCH-CP12-15T | PANEL CCH W/12 THREADED ST | PCE | 2 | 93
CCH-CP12-19T | PANEL CCH W/12 THREADED ST | PCE | 2 | 107.04
CCH-CP12-A8 | PANEL, W/6 DUP LC MM CER SLVS INSTL | PCE | 2 | 124.6
CCH-CP12-A9 | PANEL, W/6 DUP LC SM CER SLVS INSTL | PCE | 2 | 140.52
CCH-CP24-A8 | PANEL,CCH W/12 DUP LC, MM, CERAMIC | PCE | 2 | 230.42
ECL-C4U | CONNECTOR HOUSING, BLANK PANELS, ECL | PCE | 1 | 608.4
ECL-C4U-726C | CONNECTOR HOUSING, ECL, 72 SCAPC CER | PCE | 1 | 1558.98
ECL-CP06-3C | 6F PANEL, SC, CERAMIC INSERT, ECL | PCE | 1 | 70.26
95-050-51-X | UNICAM, ST, HIGH-PERFORMANCE, OM3 | PCE | 25 | 23.24
FAN-BT25-06 | FAN KIT ASSY 6F 25 INCHES | PCE | 10 | 22.68
FAN-BT25-12 | FAN KIT ASSY 12F 25 INCHES | PCE | 10 | 25.04
HDWR-LOCK-KIT | Hardware Locking Kit | PCE | 1 | 36.98
95-000-99 | LC UNICAM, HIGH-PERFORMANCE,OM1,CORNING | PCE | 25 | 20.22
95-050-99-X | LC UNICAM, OM3, CORNING | PCE | 25 | 20.32
95-200-99 | LC UNICAM, SM, OS2, CORNING | PCE | 25 | 24.24
CCH-CP12-E4 | PANEL, CCH, W/6 DUP LC AQUA | PCE | 2 | 124.6
CCH-CP24-E4 | PANEL, CCH, W/12 E4 ADAPTERS | PCE | 2 | 230.42
FAN-OD25-06 | FAN OUT KIT FOR 4 CORE FIBER CABLE | PCE | 10 | 58.46
FAN-OD25-12 | FAN OUT OUTDOOR KIT 12F 25IN | PCE | 10 | 86.54
TKT-UNICAM-PFC | Tool Kit,Pretium UniCam | PCE | 1 | 2648.72
95-201-41-SP | SC SM Anaerobic E&P with logo | PCE | 100 | 15.78
95-201-98-SP | connector LC SM Anaerobic E&P | PCE | 100 | 16.18
OSE-ST-2 | SPLICE TRAY, FUSION SPLICE, OSE | PCE | 1 | 204.18
OSE-CBL-39 | CABLE ENTRY KIT, 1.000"-1.125" DIA, OSE | PCE | 1 | 233.16
HDWR-GRND-KIT | Hardware Ground Kit | PCE | 1 | 55.62
2806031-01 | Heat Shrink Protector- 1F, 60mm, 50/pk | PK | 1 | 73.64
CCH-CP12-59 | PANEL, W/6 SM DUPLEX SC | PCE | 2 | 121.2
CCH-CP12-91 | PANEL, W/6 MM DUPLEX SC SLVS | PCE | 2 | 90.96
95-000-40 | UNICAM, STD-PERFORMANCE, SC, OM1 | PCE | 25 | 16.74
95-000-51 | UNICAM, ST, HIGH-PERFORMANCE, OM1 | PCE | 25 | 18.92
95-200-41 | UNICAM, SC, HIGH-PERFORMANCE, SM, OS2 | PCE | 25 | 22.12
95-200-51 | UNICAM, ST, HIGH-PERFORMANCE, SM, OS2 | PCE | 25 | 24.52
95-050-41-X | UNICAM, SC, HIGH-PERFORMANCE, OM3 | PCE | 25 | 20.5
VFL-350 | Light-Pen (VFL) | PCE | 1 | 760.58
CCH-CP24-A9 | PANEL CCH W/12 DUP LC, SM, CERAMIC | PCE | 2 | 262.28
95-000-50 | UNICAM, ST, STD-PERFORMANCE, OM1 | PCE | 25 | 16.72
ECL-CP06-6C | 6F PANEL, SCAPC CER, ECL | PCE | 1 | 81.1
UNI-3003-13U1 | UNID, 3003, 1LN, HYBRID, HEX | PCE | 10 | 37.26
ECL-BAY-7-Z4 | ECLIPSE 7' BAY, ZONE 4 | PCE | 1 | 3397.1
ECL-CP12-59 | 12F PANEL, SC UPC DUPLEX SLVS | PCE | 1 | 109.6
MDU0431326C-UF00A1 | MDU, SPLT 1X32, SCAPC, 4F FREEDM/100FT | PCE | 1 | 3699.84
MDU0000126C-AACG2P | MDU, 12F, SCAPC, RIBBON, STUBLESS | PCE | 1 | 825.04
MDU0000246C-AACG2P | MDU, 24F, SCAPC, RIBBON, STUBLESS | PCE | 1 | 1301.5
UDF-BAY-23E-07-Z75 | BAY,7' UDF,23',EIA,ZONE 4,WRK BLK,W/JBS | PCE | 1 | 2566.8
95-051-98-SP-X | LC ANAEROBIC CONNECTOR, SX+ | PCE | 100 | 9.42
95-051-41-SP-X | SC ANAEROBIC CONNECTOR, SX+ | PCE | 100 | 8.96
95-051-52-SP-X | ST,ANAEROBIC,METAL,SX+,CORNING,SP | PCE | 100 | 8.84
CCH-CP06-H3 | CCH panel, 6-fiber, ST SX+ Threaded | PCE | 2 | 57.76
CLEANER-PORT-LC | 9393- Single-Fiber Port Cleaner,1.25 mm | PCE | 1 | 127.36
CLEANER-PORT-2.5 | 9392 - Single-Fiber Port Cleaner, 2.5 mm | PCE | 1 | 127.36
ECL-C4U-E4D9 | CONNECTOR HOUSING,ECL,144F,SCAPC DUP CER | PCE | 1 | 2115.7
CCH-CP12-H3 | CCH PANEL W/12 ST BULKHEAD SX+ CER | PCE | 2 | 96.78
EDGE-CP24-90 | EDGE MTP PANEL W/ 2 BLK SM ADPTRS | PCE | 1 | 103.28
EDGE-CP24-E3 | EDGE MTP PANEL W/ 2 AQUA MM ADPTRS | PCE | 1 | 103.28
ECM-UM12-04-89G | EDGE UNIV MOD 12F LCDUP/MTPA SM | PCE | 1 | 614.98
ECM-UM12-05-93T | EDGE UNIV MOD 12F LCDUP/MTP OM3 | PCE | 1 | 585.64
ECM-UM12-05-93Q | EDGE Module 12F OM4 LCDUP-MTPm | PCE | 1 | 598.24
EDGE-CP48-90 | EDGE MTP PANEL W/ 4 BLK SM ADPTRS | PCE | 1 | 182.9
EDGE-CP48-E3 | EDGE MTP PANEL W/ 4 AQUA MM ADPTRS | PCE | 1 | 182.9
WMC4CC6CA6C11132 | ASSY,1X32, SPLTR MOD, SCAPC,GEN IV, TPU! | PCE | 1 | 1838.72
ECL-C1U | CONNECTOR HSG, BLANK PANELS, ECL-01U | PCE | 1 | 311.92
ECL-C2U | CONNECTOR HSG, BLANK PANELS, ECL-02U | PCE | 1 | 370.64
UDF-BAY-19E-07-075 | BAY, 19" EIA, 7FT, WRINKLE BLACK | PCE | 1 | 1167.44
ECL-CP08-59 | ECL, PANEL, W/4 SC DUP UPC ADPT, CER | PCE | 2 | 81.48
ECL-CP12-D9 | 12F PANEL, SC APC DUPLEX SLVS | PCE | 2 | 128.34
ECL-GEN3-U8-MH4U | ECLIPSE HARDWARE GEN III 288-MOD HOUSING | PCE | 1 | 1360.04
ECL-J1U | ECLIPSE JUMPER MANAGEMENT PANEL, 1U | PCE | 1 | 148.7
ECL-J2U | ECLIPSE JUMPER MANAGEMENT PANEL, 02U | PCE | 1 | 171.58
ECL-J3U | ECLIPSE JUMPER MANAGEMENT PANEL, 03U | PCE | 1 | 393.94
ECL-S4U | ECL SPLICE MODULE HSG, .2 HIGH TRAYS | PCE | 1 | 447.24
ECL-S4U-F | ECL SPLICE MODULE HSG, .4 HIGH TRAYS | PCE | 1 | 599.68
EDC-12P-NH | ENVR DIST CNTR, 12 PANEL, NO-HOLES | PCE | 1 | 1133.56
FCC-CLEANER-FIBER | Cleaning Fluid- MICRO CARE, Fiber Optic | PCE | 1 | 30.62
M67-041 | SPL TRAY, .2 STD, 12 FUS | PCE | 1 | 57.8
MDU1231126C-C4CG2P | MDUPW/12 SCAPC&PGTL & 1 TRYS & 100' RSTB | PCE | 1 | 861.1
MDU2431246C-C4CG2P | MDUPW/24 SCAPC&PGTL & 2 TRYS & 100' RSTB | PCE | 1 | 1334.94
MDU4831486C-C4CG2P | MDUPW/48 SCAPC&PGTL & 4 TRYS & 100' RSTB | PCE | 1 | 2304.84
OSE-CBL-34 | CABLE ENTRY KIT, .375"-.500" DIA, OSE | PCE | 1 | 100.92
OSE-CBL-35 | CABLE ENTRY KIT, .500"-.625" DIA, OSE | PCE | 1 | 100.92
OSE-CBL-36 | CABLE ENTRY KIT, .625"-.750" DIA, OSE | PCE | 1 | 100.92
OSE-CBL-38 | CABLE ENTRY KIT, .875"-1.000" DIA, OSE | PCE | 1 | 100.92
OSE-HD0-W0-1 | OSE HD, .5" STKR, WS, STD | PCE | 1 | 2603.78
OSE-ST-1 | TRAY, SPLICE, HSF, OSE | PCE | 1 | 62.04
OSE-ST-3 | SPLICE TRAY, HSMF, OSE | PCE | 1 | 64.28
OSE-ST-6 | TRAY, SPLICE, 48F, HSF, OSE | PCE | 1 | 72.6
OSE-ST-7 | TRAY,SPLICE,48F Q-PACK,HSF,OSE | PCE | 1 | 74.08
SCA-9T24-LRS | SCA TERMINAL, SNAP, STD END CAP | PCE | 1 | 413.82
SCA-9T34-LRS | SCA TERMINAL, SNAP 9T34, STD END CAP | PCE | 1 | 429.82
SCF-6C28-01-F | 6 X 28 CAN W/1 STKR & SLK BSKT | PCE | 1 | 685.94
UCAO-05-24 | UCAO-05 W/2 UCAO-ST-02 SPLICE TRAYS | PCE | 1 | 311.8
MOS-F844FDA00FW-P | 8F SPLT MP TERM SCA326/X 1000F | PCE | 1 | 601.6
80611622822 | Hallway POE, CLR-SMALL-POE-250UM-SCA-WH | PCE | 30 | 18.6
80611623077 | CLR-TRK-HALL18-CVR | PK | 1 | 225.06
XSB1DDA91A911132 | USM, 1.6MM BOF, 1M, 1X32 SPLITTER, LCAPC | PCE | 1 | 1137.16
80610581870 | 2501 FIBERLOK ASSEMBLY TOOL | PCE | 1 | 117.62
80611323769 | 2559-C FIBRLOK SPLICE KIT WITH CLEAVER | PCE | 1 | 2122.5
80611382138 | CLR-WO-02-SCA-WH-NL | PCE | 60 | 23.88
80611382146 | POE w/ Slide Cover, ILU-SM-POE-WC-IV | PCE | 30 | 10.78
80611486459 | CLR-TOOL CLEAR TRACK FBER INST TOOL | PCE | 6 | 31.32
80611498074 | Micro Point-of-Entry, CLR-POE-60 | PCE | 60 | 4.2
80611486525 | 2178-LS LARGE FIBER OPTIC SPLICE CASE | PCE | 1 | 493.36
80611486608 | 2178-S SMALL FIBER OPTIC SPLICE CASE GKT | PCE | 1 | 420.3
80611498066 | CLR-DRP-2500-01-000-BL FRP 2500FT | PCE | 1 | 1147.12
80611488745 | CLR-WPT-01-SCASH-WH IN LIVING WALL PLATE | PCE | 30 | 18.5
80611623051 | CLR-HALLM-750-12F-000-000-W | RO | 1 | 1496.26
80611487796 | ILU COVER, 1M LENGTH, 305 COVERS (1000') | PCE | 1 | 215.28
80611623671 | CLEAR TRACK WALL COMPATIBILITY TEST KIT | PCE | 1 | 175.16
EC1S31C41C31Q4L00P | LCPE 288F, 100FT ALTOS-RIB DIST, LCAPC | PCE | 1 | 11739.4
OCC-080-G-CTX | OCC, 80” RACK HGT, PAD MNT, CTX | PCE | 1 | 9523
CTXCAE4-90R | CTX PATCH PANEL CASS, FRNT RGT 144F, MTP | PCE | 1 | 758.02
EDC-CS-02P-NH | ENV DIST CNTR - 2 CCH CASS/PNLS NO HOLES | PCE | 1 | 805.12
80611622798 | CLR-HALLM-150-12F-SCA-000-W MICRO MOD | RO | 1 | 555.68
OSNP-FIOT-SST | FIOT, OPTISNAP, SST, SC, APC,SINGLE PACK | PCE | 1 | 83.64
OSNP-FIOT-SST-Z | FIOT, OPTISNAP, SST, SC, APC, 25 PACK | PCE | 1 | 2091
CTX-LABEL-432KIT | CTX CASSETT DROP HANDLE ( 1-432) | PCE | 1 | 118.46
CTX-LABEL-864KIT | CTX CASSETT DROP HANDLE ( 1-864) | PCE | 1 | 132.86
80610755896 | 252960 2529 FIBRLOK II UNIV. OP FBR SPLC | PCE | 60 | 15.56
80611487937 | CLR-DRP-100-01-SCA2-BL CLR DROP 100FT | PCE | 1 | 88.36
80611488687 | CLR-PCD-SCASH-1M NLVNGSCSH/SCSHPTCHCRD1M | PCE | 1 | 22.5
80611635063 | CLR-HALLTOOL-KIT | PCE | 1 | 117.42
80611623085 | CLR-TOOL CLEAR TRACK FIBER INSTALLATION | PCE | 6 | 27.4
80611622681 | SLFC-533-NSP-0X SLIC 533 F/O CLOSURE NO | PCE | 1 | 250.32
EDC-CS-06P-NH | ENV DIST CNTR - 6 CCH CASS/PNLS NO HOLES | PCE | 1 | 1018.6
FL2-SCU-900-SM-6 | FUSELITE2 SCU 900UM SM CONN 6 PER PK | PK | 1 | 131.64
KT-PL-SHROUD-SC | PUSHLOK SC SHROUD | PCE | 10 | 2.26
PF1-PK-SA | CORNING FRAME ISOLATION PAD, REAR ACCESS | PCE | 1 | 236.16
MDT-0815NS000MW-P | Distributed Tap 1x8 70/30 PWR DIST | PCE | 1 | 323.32
MDT-0215NS000MW-P | Distributed Tap 1x2 90/10 PWR DIST | PCE | 1 | 242.48
MDT-0820NS000MW-P | Distributed Tap 1x8 90/10 PWR DIST | PCE | 1 | 323.32
CX8CE7636B3-V7001B | CTX STB HSNG W/24 36F CASS,LCAPC, 76M | PCE | 1 | 48790.7
FL2-HLD-CON-SC-LC-S-A | FUSELITE 2 UNIVERSAL HANDLER SC AND LC | PK | 1 | 279.48
FL2-SCU-900-SM-25 | FUSELITE2 SCU 900UM SM CONN 25 PER PK | PK | 1 | 548.56
ICH-CS-06P | IND CONN HOUSING FOR 6 CCH CASS/PNLS | PCE | 1 | 849.88
ICH-CS-02P | IND CONN HOUSING FOR 2 CCH CASS/PNLS | PCE | 1 | 656.1
NPCP-SCA-48 | NPC+ SC/APC/FS/250/900 | PCE | 48 | 19.56
CLR-HALLM-150-12F-MTPM-0W | CLR TRK 12-F Micro-Mod 150FT MTPAM/XXX | PCE | 1 | 796.54
UY2-BOX | UY2 BOX, 26-19 AWG Butt Conn, Gel | PCE | 1000 | 23.2
UR2-BOX | UR2 BOX, 26-19 AWG Butt Conn, Gel | PCE | 1000 | 20.02
CTX-LABEL-1728KIT | KIT LABELS CTX, DROP HANDLE, 1-1728 | PCE | 1 | 309.1
DTXA91B162100ZZNDN | CTX 16 Ch DWDM; LCU; 100GHz; Mux&Demux | PCE | 1 | 5672.38
TKT-NPCP-FBC007 | NPC+ INST TOOLKIT W/FBC-007 CLEAVER | PCE | 1 | 1559.22
CLR-TRK-QUAD-80 | CLEAR TRACK QUAD FIBER PATHWAY, 80 FT. | PCE | 1 | 222.48
CLR-TRK-CVR-QUAD | Clear Track Quad Cover, 200 pieces, 650 | PK | 1 | 296.84
DAWPS4300AA108Q700 | INDR LS, 432 DIST/48 FDR, 36 PT, RB 25' | PCE | 1 | 16344.66
DDWPS2100AA108C700 | IND LS, 144 DIS/24 FD/12 PAS, RB/RR 25' | PCE | 1 | 6707.36
CTXCAE4-90B | CTX PATCH PANEL CASS, BACK RGT 144F, MTP | PCE | 1 | 758.02
FL2-SC-900-OM1-6 | FUSELITE2 SC 900UM OM1 MM CONN 6 PER PK | PK | 1 | 112.32
FL2-LCA-900-SM-25 | FUSELITE2 LCA 900UM SM CONN 25 PER PK | PK | 1 | 621.98
FL2-LC-900-OM4-6 | FUSELITE2 LC 900UM OM4 MM CONN 6 PER PK | PK | 1 | 151.8
FL2-LCU-900-SM-25 | FUSELITE2 LCU 900UM SM CONN 25 PER PK | PK | 1 | 589.42
FL2-LC-900-OM1-6 | FUSELITE2 LC 900UM OM1 MM CONN 6 PER PK | PK | 1 | 117.62
FL2-LCA-900-SM-6 | FUSELITE2 LCA 900UM SM CONN 6 PER PK | PK | 1 | 149.26
FL2-LC-900-OM4-25 | FUSELITE2 LC 900UM OM4 MM CON 25 PER PK | PK | 1 | 632.46
FL2-LCU-900-SM-6 | FUSELITE2 LCU 900UM SM CONN 6 PER PK | PK | 1 | 141.46
FL2-SC-900-OM4-6 | FUSELITE2 SC 900UM OM4 MM CONN 6 PER PK | PK | 1 | 116.04
CTX-KIT-1RU-23CLP | CTX 1RU HSG 23" RACK MTG KIT W/ GUIDES | PCE | 1 | 51.04
CTX-KIT-4RU-23CLP | CTX 4RU HSG 23" RACK MTG KIT W/ GUIDES | PCE | 1 | 75.04
CTX-KIT-4RU-19CLP | CTX 4RU HSG 19" RACK MTG KIT W/ GUIDES | PCE | 1 | 72.66
CTX-KIT-2RU-19CLP | CTX 2RU HSG 19" RACK MTG KIT W/ GUIDES | PCE | 1 | 61.18
CTX-KIT-1RU-19CLP | CTX 1RU HSG 19" RACK MTG KIT W/ GUIDES | PCE | 1 | 55.86
CTX-KIT-2RU-23CLP | CTX 2RU HSG 23" RACK MTG KIT W/ GUIDES | PCE | 1 | 64.46
OSE-ST-9 | TRAY, SPLICE, 108F, HSF, OSE | PCE | 1 | 78.16
SCH-01C | SCH- SINGLE CASSETTE HOUSING | PCE | 1 | 123.68
OSE-CBL-L1 | UD OSE, STRN RELIEF KIT .75IN HS OD | PCE | 1 | 38.62
OSE-CBL-L2 | UD OSE, STRN RELIEF KIT, 1IN HS OD | PCE | 1 | 41.92
OSE-CBL-L3 | UD OSE, STRN RELIEF KIT, 1.5IN HS OD | PCE | 1 | 45.16
OSE-UD0-00-3 | OSE UD, .5" STKR, UD ENTRY | PCE | 1 | 2347.72
LPT1231126C-SF002Q | LPT,12 PORT, 100FT LST FREEDM NO CONN | PCE | 1 | 593.76
RRB131312UPNM6S300F | MIC250 1MTPE(12f) X 2MTPE(6F) 300F | PCE | 1 | 736.88
RRB131312UPNM6S100F | MIC250 1MTPE(12f) X 2MTPE(6F) 100F | PCE | 1 | 619.36
MPF-0648M1R43F-P | 6 PORT, MULTIPORT FLEX, OPTITAP TO OPTIT | PCE | 1 | 560.8
ECM8-UM08-04-E8G-ULL | EDGE8 UNIV MOD 8F LCDUP/MTPAf SM | PCE | 1 | 534.12
EDGE8-01U-SP | EDGE8 1U HOUSING, 3-TRAY | PCE | 1 | 847.56
MDU0000366C-0090MQ | MDU INT, 36 PORT STBLESS SCAPC MTP | PCE | 1 | 1481.28
OSE-CBL-41 | CABLE ENTRY KIT, 1.380"-1.500" DIA, OSE | PCE | 1 | 233.16
CTX-KIT-4RU-23HUB | CTX 4RU HSG 23" RACK MTG KIT W/ HUBS | PCE | 1 | 105.16
ETM8-50C-Q | MODULE PORT TAP EDGE8 MTP/MTP MM 50:50 | PCE | 1 | 3999.06
ETM8-50A-G | MODULE PORT TAP EDGE8 LC/LC SM 50:50 | PCE | 1 | 1226.38
ETM8-50A-Q | MODULE PORT TAP EDGE8 LC/LC MM 50:50 | PCE | 1 | 1333.02
ETM8-50B-G | MODULE PORT TAP EDGE8 MTP/LC SM 50:50 | PCE | 1 | 2452.76
ETM8-50B-Q | MODULE PORT TAP EDGE8 MTP/LC MM 50:50 | PCE | 1 | 2666.04
ETM8-50C-G | MODULE PORT TAP EDGE8 MTP/MTP SM 50:50 | PCE | 1 | 3679.14
ETM8-70A-G | MODULE PORT TAP EDGE8 LC/LC SM 70:30 | PCE | 1 | 1287.7
ETM8-70A-Q-PREM | MOD PORT TAP EDGE8 LC/LC MM 70:30 (PREM) | PCE | 1 | 1399.68
ETM8-70B-G | MODULE PORT TAP EDGE8 MT/LC SM 70:30 | PCE | 1 | 2575.4
ETM8-70B-Q-PREM | MOD PORT TAP EDGE8 MTP/LC MM 70:30 PREM | PCE | 1 | 2799.36
ETM8-70C-G | MODULE PORT TAP EDGE8 MTP/MTP SM 70:30 | PCE | 1 | 3863.1
ETM8-70C-Q-PREM | MOD PORT TAP EDGE8 MTP/MTP MM 70:30 PREM | PCE | 1 | 4199.04
ECL-C1U-24B3 | ECL-C1U, 24 FIBER, LC DUP APC SM OS2 | PCE | 1 | 631.08
CTXCA36-A9B | CTX PATCH PANEL CASS, REAR 36F, LC, UPC | PCE | 1 | 511.06
CTXCA36-B3B | CTX PATCH PANEL CASS, REAR 36F, LC, APC | PCE | 1 | 525.26
CTX2402246C-D9892R | CTX CAS 24 SC/APC-2MTP LEG RGT | PCE | 1 | 1481.28
HFC-FURC-KIT-SUP-1 | HIGH FIBER COUNT FURC KIT SUPPLEMENTAL 1 | PCE | 1 | 259.24
HFC-FURC-KIT-C | HIGH FIBER COUNT FURCATION KIT C | PCE | 1 | 323.32
MTPPRO-PEX-MME-NOPINS | MTP PRO PIN EX, MM ELITE, 10xEMPTY EX | PCE | 1 | 34.92
FTH-602-A0100 | HSG, FTH-602, 1 SCAPC, NO GP, HEX, STD | PCE | 10 | 28.24
OSNP-FIOT-ROC | FIOT, OPTISNAP, SC, APC, SINGLE PACK | PCE | 1 | 85.32
OSNP-FIOT-ROC-Z | FIOT, OPTISNAP, SC, APC, 25 PACK | PCE | 1 | 2239.48
CTX-E4U | CENTRIX ENCLOSED HSG 4RU, EMPTY | PCE | 1 | 528
CTXCXS36 | CTX SPLICE THROUGH RIBBON CASSETTE 36F | PCE | 1 | 178.52
MTPPRO-PEX-MME-PINS | MTP PRO PIN EX, MM ELITE, LOADED 10xPINS | PCE | 1 | 66.74
MTPPRO-PEX-SME-NOPINS | MTP PRO PIN EX, SM ELITE, 10xEMPTY EX | PCE | 1 | 34.92
MTPPRO-PEX-SME-PINS | MTP PRO PIN EX, SM ELITE, LOADED 10xPINS | PCE | 1 | 142.38
MTPPRO-TOOL | FIELD TOOL POLARITY/PINNING MTP PRO | PCE | 1 | 269.2
SPH-CS12-A9-P00RE | SPH, 12F LCDUP SMUPC, 2M 250um PTL | PCE | 1 | 657.06
SPH-CS24-A9-P00RE | SPH, 24F LCDUP SM UPC, 2M 250um PTL | PCE | 1 | 1201.8
EDBS00BBSC00BBS00P | LCPE 144ST LT SPLICE PLP | PCE | 1 | 6181.44

## CABLE_FOT
Corning Catalog Number | Description | International Article Number (EAN/UPC) | Minimum order quantity | List Price
864ZVF-14101D20 | 864F SMU URIB SJ I/O R FREE |  | 1312 | 34788.98
864ZV7-14101D20 | 864F SMU URIB SJ R FREE |  | 1312 | 29820.12
864ZV5-14100D53 | 864F SMU URIB SJSA FREE |  | 2000 | 13035.54
864ZV4-14100D53 | 864F SMU URIB SJ FREE |  | 2000 | 12079.3
864EVZ-14101-AZ | 864F SSM URIB DJIA LSZH FILL |  | 1312 | 46558.28
864EVZ-14101-20 | 864F SSM URIB SJ LSZH FILL |  | 1312 | 33255.92
864EVJ-14101-20 | 864F SSM URIB SJ LSZH FILL |  | 1312 | 28125.5
576EVF-14101-20 | 576F SSM URIB SJ I/O R FILL |  | 1312 | 24084.68
576EVF-14101-A1 | 576F SSM URIB DJIA I/O R FILL |  | 1312 | 33718.54
576EVZ-14101-20 | 576F SSM URIB SJ LSZH FILL |  | 1312 | 25074.98
576TV8-14190-20 | 576F OM4 URIB SJ P FREE |  | 1312 | 259411.44
576TV8-18190-SL | 576F OM4 URIB SJ P SL FREE |  | 2000 | 260096.7
576ZV5-14100D53 | 576F SMU URIB SJSA FREE |  | 2000 | 8691.5
576ZV8-14101-20 | 576F SMU URIB SJ P FREE |  | 1312 | 25660.42
576ZV8-18101-SL | 576F SMU URIB SJ P SL FREE |  | 2000 | 26345.7
576ZVF-14101-20 | 576F SMU URIB SJ I/O R FILL |  | 1312 | 26760.76
576ZVF-14101-A1 | 576F SMU URIB DJIA I/O R FILL |  | 1312 | 37465.06
576ZVZ-13101-AZ | 576F SMU URIB DJIA LSZH FILL |  | 1312 | 39005.52
576ZVZ-14101-20 | 576F SMU URIB SJ LSZH FILL |  | 1312 | 27861.08
648ZVF-14101-20 | 648F SMU URIB SJ I/O R FILL |  | 2000 | 27429.78
720EV4-14100D53 | 720F SSM URIB SJ FREE |  | 2000 | 9937.96
720EV5-14100D53 | 720F SSM URIB SJSA FREE |  | 2000 | 10734.34
720EVF-14101-20 | 720F SSM URIB SJ I/O R FILL |  | 1312 | 27697.38
720EVF-14101-A1 | 720F SSM URIB DJIA I/O R FILL |  | 1312 | 38776.34
720EVJ-14101-20 | 720F SSM URIB SJ LSZH FILL |  | 1312 | 24880.26
720EVZ-14101-20 | 720F SSM URIB SJ LSZH FILL |  | 1312 | 28836.22
720EVZ-18101-YL | 720F SSM URIB SJ LSZH YL FILL |  | 2000 | 29521.5
720ZVF-14101-20 | 720F SMU URIB SJ I/O R FILL |  | 1312 | 30774.86
864EV4-14100D53 | 864F SSM URIB SJ FREE |  | 2000 | 11926.4
864EV5-14100D53 | 864F SSM URIB SJSA FREE |  | 2000 | 12880.52
864EVF-14101-20 | 864F SSM URIB SJ I/O R FILL |  | 1312 | 31154.4
864EVF-14101-A1 | 864F SSM URIB DJIA I/O R FILL |  | 1312 | 43616.16
864EVF-14101D20 | 864F SSM URIB SJ I/O R FREE |  | 1312 | 31310.08
864EVF-14101DA1 | 864F SSM URIB DJIA I/O R FREE |  | 1312 | 43834.1
288EUL-T3601D2M | 288F SSM LT DJ LSZH FREE |  | 2000 | 13599.24
288EUL-T4601D20 | 288F SSM LT DJ LSZH FREE |  | 2000 | 10525.86
288EUZ-T4101D20 | 288F SSM LT SJ LSZH FREE |  | 1312 | 7032.1
288EUZ-T4101D2N | 288F SSM LT SJ LSZH FREE |  | 1312 | 8672.02
288EUZ-T4101DAZ | 288F SSM LT DJIA LSZH FREE |  | 1312 | 15678.02
288EV4-13100D53 | 288F SSM URIB SJ FREE |  | 2000 | 3853.08
288EV4-14100D53 | 288F SSM URIB SJ FREE |  | 2000 | 3853.08
288EV5-13100D53 | 288F SSM URIB SJSA FREE |  | 2000 | 4163.86
288EV5-14100D53 | 288F SSM URIB SJSA FREE |  | 2000 | 4163.86
288EV7-14101D20 | 288F SSM URIB SJ R FREE |  | 1312 | 10865.64
288EV7-14101DA1 | 288F SSM URIB DJIA R FREE |  | 1312 | 15211.88
288EV8-14101-20 | 288F SSM URIB SJ P FREE |  | 1312 | 12154.94
288EV8-14101-A3 | 288F SSM URIB DJIA P FREE |  | 1312 | 17016.92
288EVF-14101D20 | 288F SSM URIB SJ I/O R FREE |  | 1312 | 12676.14
288EVF-14101DA1 | 288F SSM URIB DJIA I/O R FREE |  | 1312 | 17746.6
288EVZ-14101D20 | 288F SSM URIB SJ LSZH FREE |  | 1312 | 13197.36
288FUC-T4101D20 | 288F LEAF OSPLT SJSA FREE |  | 3000 | 9430.42
288TUF-T4180D20 | 288F OM3 LT SJ I/O R FREE |  | 1312 | 82525.54
288TV8-14131-20 | 288F OM2 URIB SJ P FREE |  | 1312 | 52321.3
288ZAE-T4222A20 | 288F SMU ADSS DJ |  | 5000 | 6256.1
288ZH4-S4F40A20 | A-DQ(ZN)2Y 288FE9U200 FAB |  | 2000 | 4360.22
288ZH4-Y4F40A20 | A-DQ(ZN)2Y 288FE9U200 FAB |  | 2000 | 4035.7
288ZH4-Y4F42A20 | A-DQ(ZN)2Y 288FE9U200 FAB |  | 2000 | 3954.98
288ZU4-T3722D20 | 288F SMU OSPLT SJ FAT FREE |  | 3000 | 3194.46
288ZU4-T4122D20 | 288F SMU OSPLT SJ FREE |  | 3000 | 3194.46
288ZU4-T4722D20 | 288F SMU OSPLT SJ FAT FREE |  | 3000 | 3194.46
288ZU5-T4122D20 | 288F SMU OSPLT DJSA FREE |  | 3000 | 4603.74
288EUK-T4601DFZ | 288F SSM LT DJF LSZH R FREE |  | 2000 | 15205
216ZCF-14101D20 | 216F SMU RIB SJ I/O R FREE |  | 1312 | 15271.22
216ZCZ-14101-20 | 216F SMU RIB SJ LSZH |  | 1312 | 12907.94
216ZH4-Y4F40A20 | A-DQ(ZN)2Y 216FE9U200 FAB |  | 2000 | 3110.28
216ZU4-T4122D20 | 216F SMU OSPLT SJ FREE |  | 3000 | 2452.48
216ZU4-T4722D20 | 216F SMU OSPLT SJ FAT FREE |  | 3000 | 2452.48
216ZU4-TA122DYL | 216F SMU OSPLT SJ FREE |  | 5000 | 2546.96
216ZUC-T4122D20 | 216F SMU OSPLT SJSA FREE |  | 3000 | 2675.2
216ZUF-T4101D20 | 216F SMU LT SJ I/O R FREE |  | 1312 | 8107.3
228EUF-T4101D20 | 228F SSM LT SJ I/O R FREE |  | 2000 | 7246.12
240EUC-T4101D20 | 240F SSM OSPLT SJSA FREE |  | 5000 | 2885.02
240ZUC-T4122D20 | 240F SMU OSPLT SJSA FREE |  | 5000 | 2922.52
288EAE-T4200A20 | 288F SSM ADSS DJ |  | 5000 | 6272.8
288EAE-T4201A20 | 288F SSM ADSS DJ |  | 5000 | 6063.04
288EU4-T3100D64 | 288F SSM OSPLT SJ FREE |  | 5000 | 3374.18
288EU4-T4100D20 | 288F SSM OSPLT SJ FREE |  | 3000 | 3153.46
288EU4-T4101D20 | 288F SSM OSPLT SJ FREE |  | 3000 | 3153.46
288EU4-T4700D20 | 288F SSM OSPLT SJ FAT FREE |  | 3000 | 3153.46
288EU4-T4701D20 | 288F SSM OSPLT SJ FAT FREE |  | 3000 | 3153.46
288EU5-T4100D20 | 288F SSM OSPLT DJSA FREE |  | 3000 | 4378.38
288EU5-T4101D20 | 288F SSM OSPLT DJSA FREE |  | 3000 | 4378.38
288EUA-T4101D20 | 288F SSM OSPLT FIG8 FREE |  | 6500 | 4571.14
288EUC-T4100D20 | 288F SSM OSPLT SJSA FREE |  | 3000 | 3373.32
288EUC-T4101D20 | 288F SSM OSPLT SJSA FREE |  | 3000 | 3373.32
288EUE-T3100D20 | 288F SSM OSPLT DJ FREE |  | 3000 | 4345.26
288EUF-T4100D20 | 288F SSM LT SJ I/O R FREE |  | 2000 | 9240.98
288EUF-T4101D20 | 288F SSM LT SJ I/O R FREE |  | 1312 | 7871.08
288EUF-T4101DA1 | 288F SSM LT DJIA I/O R FREE |  | 1312 | 19015.52
288ZU5-TA122DBL | 288F SMU OSPLT DJSA FREE |  | 5000 | 4698.24
360EVZ-14101D20 | 360F SSM URIB SJ LSZH FREE |  | 1312 | 15176.96
360ZU4-T4122D20 | 360F SMU OSPLT SJ FREE |  | 3000 | 4325.04
360ZV8-14101-20 | 360F SMU URIB SJ P FREE |  | 1312 | 15531.3
384ZU4-T4122D20 | 384F SMU OSPLT SJ FREE |  | 5000 | 4634.44
432EV4-14100D53 | 432F SSM URIB SJ FREE |  | 2000 | 5962.14
432EV5-14100D53 | 432F SSM URIB SJSA FREE |  | 2000 | 6440.26
432EV7-14101D20 | 432F SSM URIB SJ R FREE |  | 1312 | 14125.32
432EV7-14101DA1 | 432F SSM URIB DJIA R FREE |  | 1312 | 19775.46
432EV7-18101DBK | 432F SSM URIB SJ R BK FREE |  | 2000 | 14810.6
432EV8-14101-20 | 432F SSM URIB SJ P FREE |  | 1312 | 15801.42
432EV8-14101-A3 | 432F SSM URIB DJIA P FREE |  | 1312 | 22121.98
432EVF-14101D20 | 432F SSM URIB SJ I/O R FREE |  | 1312 | 16478.98
432EVZ-14101D20 | 432F SSM URIB SJ LSZH FREE |  | 1312 | 17156.56
432ZH4-S4F40A20 | A-DQ(ZN)2Y 432FE9U200 FAB |  | 2000 | 6107.96
432ZU4-T4122D20 | 432F SMU OSPLT SJ FREE |  | 3000 | 4943.84
432ZUC-T4122D20 | 432F SMU OSPLT SJSA FREE |  | 3000 | 5170.66
432ZV4-14100D53 | 432F SMU URIB SJ FREE |  | 2000 | 5737.66
432ZV5-14100D53 | 432F SMU URIB SJSA FREE |  | 2000 | 6517.76
432ZV8-14101-20 | 432F SMU URIB SJ P FREE |  | 1312 | 17557.14
432ZVF-14101D20 | 432F SMU URIB SJ I/O R FREE |  | 1312 | 18310
432ZVF-14101DA1 | 432F SMU URIB DJIA I/O R FREE |  | 1312 | 25633.98
504EVF-14101-20 | 504F SSM URIB SJ I/O R FILL |  | 2000 | 20281.84
504EVF-14101-A1 | 504F SSM URIB DJIA I/O R FILL |  | 2000 | 28394.56
576EV4-14100D53 | 576F SSM URIB SJ FREE |  | 2000 | 7949.52
576EV5-13100D53 | 576F SSM URIB SJSA FREE |  | 2000 | 8588.14
576EV5-14100D53 | 576F SSM URIB SJSA FREE |  | 2000 | 8588.14
576EV8-14101-20 | 576F SSM URIB SJ P FREE |  | 1312 | 23094.38
360EVF-14101D20 | 360F SSM URIB SJ I/O R FREE |  | 1312 | 14577.58
288ZU5-TA122DBR | 288F SMU OSPLT DJSA FREE |  | 5000 | 4698.24
288ZU5-TA122DGR | 288F SMU OSPLT DJSA FREE |  | 5000 | 4698.24
288ZU5-TA122DOR | 288F SMU OSPLT DJSA FREE |  | 5000 | 4698.24
288ZU5-TA122DRD | 288F SMU OSPLT DJSA FREE |  | 5000 | 4698.24
288ZU5-TA122DRS | 288F SMU OSPLT DJSA FREE |  | 5000 | 4698.24
288ZU5-TA122DSL | 288F SMU OSPLT DJSA FREE |  | 5000 | 4698.24
288ZU5-TA122DVI | 288F SMU OSPLT DJSA FREE |  | 5000 | 4698.24
288ZU5-TA122DWH | 288F SMU OSPLT DJSA FREE |  | 5000 | 4698.24
288ZU5-TA122DYL | 288F SMU OSPLT DJSA FREE |  | 5000 | 4698.24
288ZUC-T4122D20 | 288F SMU OSPLT SJSA FREE |  | 3000 | 3417.18
288ZUF-T4101D20 | 288F SMU LT SJ I/O R FREE |  | 1312 | 10782.14
288ZUV-T4101D20 | 288F SMU LT DJSA LSZH FREE |  | 1312 | 11746.9
288ZUZ-T4101D20 | 288F SMU LT SJ LSZH FREE |  | 1312 | 8412.6
288ZUZ-T4101D2N | 288F SMU LT SJ LSZH FREE |  | 1312 | 10052.52
288ZV4-14100D53 | 288F SMU URIB SJ FREE |  | 2000 | 3903.18
288ZV5-14100D53 | 288F SMU URIB SJSA FREE |  | 2000 | 4213.96
288ZV7-14101D20 | 288F SMU URIB SJ R FREE |  | 1312 | 12072.92
288ZV7-18101DBL | 288F SMU URIB SJ R BL FREE |  | 2000 | 12758.2
288ZV8-14101-20 | 288F SMU URIB SJ P FREE |  | 1312 | 13505.48
288ZV8-18101-BK | 288F SMU URIB SJ P BK FREE |  | 2000 | 14190.76
288ZV8-18101-SL | 288F SMU URIB SJ P SL FREE |  | 2000 | 14190.76
288ZVF-14101D20 | 288F SMU URIB SJ I/O R FREE |  | 1312 | 14084.6
288ZVF-14101DA1 | 288F SMU URIB DJIA I/O R FREE |  | 1312 | 19718.44
288ZVJ-14101DAZ | 288F SMU URIB DJIA LSZH FREE |  | 1312 | 17712.86
288ZVZ-14101D20 | 288F SMU URIB SJ LSZH FREE |  | 1312 | 14663.72
288ZVZ-14101DAZ | 288F SMU URIB DJIA LSZH FREE |  | 1312 | 20529.22
360EV5-14100D53 | 360F SSM URIB SJSA FREE |  | 2000 | 5205.68
072ZU4-T4F22D20 | 72F SMU OSPLT SJ FAB FREE |  | 3000 | 913.9
072ZU4-T4722D20 | ** PLEASE SUGGEST FAB CABLE *** FOR EN |  | 3000 | 913.9
072ZU4-T4122D20 | ** PLEASE SUGGEST FAB CABLE *** FOR EN |  | 3000 | 913.9
072ZU5-T4122D20 | 72F SMU OSPLT DJSA FREE |  | 3000 | 1520.76
072ZU6-T3122D20 | 72F SMU OSPLT TJDA FREE |  | 6500 | 2215.32
072ZUC-T4122D20 | * FOR EN DISTRIBUTION CHANNELS** PLEASE |  | 3000 | 1035.8
072ZU4-T3F22D20 | 72F SMU OSPLT SJ FAB FREE |  | 3000 | 913.9
072ZU4-64722D20 | 72F SMU OSPLT SJ FAT FREE |  | 5000 | 1349.64
072ZMF-T4101A20 | 72F SMU MXTSD SJ I/O R FILL |  | 1312 | 3227.04
072ZM4-T4F22A20 | 72F SMU MXTSD SJ FAB FILL |  | 2000 | 1079.84
072ZM4-T3F22A20 | 72F SMU MXTSD SJ FAB FILL |  | 2000 | 1079.84
072ZD9-T1301-MA | 72F SMU DC DJIA P |  | 1312 | 11201.14
072ZCF-14101D20 | 72F SMU RIB SJ I/O R FREE |  | 1312 | 5989.28
072ZUC-T4F22D20 | 72F SMU OSPLT SJSA FAT FREE |  | 3000 | 1035.8
072ZUD-T4122D20 | 72F SMU OSPLT DJDA FREE |  | 6500 | 1950.68
072ZUE-T4122D20 | 72F SMU OSPLT DJ FREE |  | 3000 | 1291.12
072ZUF-T4101D20 | 72F SMU LT SJ I/O R FREE |  | 1312 | 2933.68
072ZUZ-T4101D20 | 72F SMU LT SJ LSZH FREE |  | 1312 | 3025.46
072ZWP-T4101D20 | 72F SMU LT SJ I/O P FREE |  | 1312 | 5577.82
096E81-Y3131-24 | 96F SSM UMIC SJ R |  | 1312 | 11158.16
096E81-Y3131-A1 | 96F SSM UMIC DJIA R |  | 1312 | 13748.96
096E81-Y7131-AB | 96F SSM UMIC DJIA R BR |  | 2000 | 14484.2
096E81-Y7131-AR | 96F SSM UMIC DJIA R RD |  | 2000 | 14484.2
096E88-Y3131-29 | 96F SSM UMIC SJ P |  | 1312 | 12397.96
096E88-Y3131-A3 | 96F SSM UMIC DJIA P |  | 1312 | 14988.76
096E88-Y4131-29 | 96F SSM UMIC SJ P |  | 1312 | 12397.96
096E88-Y4131-A3 | 96F SSM UMIC DJIA P |  | 1312 | 14988.76
072ZCF-14101-30 | 72F SMU RIB SJ I/O R FILL |  | 1312 | 6164.44
072K88-T3130-29 | 72F OM1 UMIC SJ P |  | 1312 | 24818.26
072KUF-T4130D20 | 72F OM1 LT SJ I/O R FREE |  | 1312 | 19605.9
072KUL-T4630D2N | 72F OM1 LT DJ LSZH FREE |  | 2000 | 20355.12
072KUZ-T4130D20 | 72F OM1 LT SJ LSZH FREE |  | 1312 | 16669.04
072KUZ-T4130D2N | 72F OM1 LT SJ LSZH FREE |  | 1312 | 17138.98
072KUZ-T8130DNO | 72F OM1 LT SJ LSZH OR FREE |  | 2000 | 17702.58
072KWP-T4130D20 | 72F OM1 LT SJ I/O P FREE |  | 1312 | 21767.82
072T81-T3190-A1 | 72F OM4 UMIC DJIA R |  | 1312 | 23501.86
072T88-T3180-A3 | 72F OM3 UMIC DJIA P |  | 1312 | 20676.38
072T88-T3190-29 | 72F OM4 UMIC SJ P |  | 1312 | 23234.52
072T88-T3190-A3 | 72F OM4 UMIC DJIA P |  | 1312 | 25825.32
072T88-T4190-29 | 72F OM4 UMIC SJ P |  | 1312 | 23234.52
072T88-T7180-SL | 72F OM3 UMIC SJ P SL |  | 2000 | 18820.8
072T8P-T3180-A3 | 72F OM3 UMIC DJIA I/O P |  | 1312 | 27910.62
072TC7-14180-20 | 72F OM3 RIB SJ R |  | 1312 | 9978.64
072TC8-14190-20 | 72F OM4 RIB SJ P |  | 1312 | 20684.8
072TUF-T4131D20 | 72F OM2 LT SJ I/O R FREE |  | 1312 | 10853.48
072TUF-T4190D20 | 72F OM4 LT SJ I/O R FREE |  | 1312 | 25304.74
072TUF-T4190DA1 | 72F OM4 LT DJIA I/O R FREE |  | 1312 | 31300.5
072TUL-T4680DFZ | 72F OM3 LT DJF LSZH FREE |  | 2000 | 20589.48
072TUZ-T4180D20 | 72F OM3 LT SJ LSZH FREE |  | 1312 | 17374.12
072TWP-T4191D20 | 72F OM4+ LT SJ I/O P FREE |  | 1312 | 45302.46
072XN4-CL500A20 | 72F HYB ADSS SJ |  | 7000 | 9490.38
072ZC7-14101-30 | 72F SMU RIB SJ R |  | 1312 | 4741.88
072ZC8-14101-20 | 72F SMU RIB SJ P |  | 1312 | 5927.36
072ZC8-14101-A3 | 72F SMU RIB DJIA P |  | 1312 | 10076.5
072ZC8-18101-SL | 72F SMU RIB SJ P SL |  | 2000 | 6490.94
096E8F-Y3131-29 | 96F SSM UMIC SJ I/O R |  | 1312 | 14257.64
096EU4-T4100D20 | 96F SSM OSPLT SJ FREE |  | 3000 | 1153.24
096EU4-T4100D53 | 96F SSM OSPLT SJ FREE |  | 3000 | 1153.24
096EU4-T4101D20 | 96F SSM OSPLT SJ FREE |  | 3000 | 1153.24
096EU4-T4101F20 | 96F SSM OSPLT SJ FREE |  | 5000 | 1396.8
096EU4-T4700D20 | 96F SSM OSPLT SJ FAT FREE |  | 3000 | 1153.24
096EU4-T4701D20 | 96F SSM OSPLT SJ FAT FREE |  | 3000 | 1153.24
096EU4-TA101DYL | 96F SSM OSPLT SJ FREE |  | 5000 | 1247.72
096EU5-T3101D20 | 96F SSM OSPLT DJSA FREE |  | 3000 | 1814.44
096EU5-T4100D20 | 96F SSM OSPLT DJSA FREE |  | 3000 | 1814.44
096EU5-T4101D20 | 96F SSM OSPLT DJSA FREE |  | 3000 | 1814.44
096EUA-T4101D20 | 96F SSM OSPLT FIG8 FREE |  | 6500 | 1977.24
096EUB-T4100D20 | 96F SSM OSPLT FIG8 ARM FREE |  | 6500 | 2752.96
096EUC-T4100D20 | 96F SSM OSPLT SJSA FREE |  | 3000 | 1278.2
096EUC-T4100D53 | 96F SSM OSPLT SJSA FREE |  | 3000 | 1278.2
096EUC-T4101D20 | 96F SSM OSPLT SJSA FREE |  | 3000 | 1278.2
096EUC-TA100DGR | 96F SSM OSPLT SJSA FREE |  | 5000 | 1372.7
096EUD-T4100D20 | 96F SSM OSPLT DJDA FREE |  | 6500 | 2285.06
096EUD-T4101D20 | 96F SSM OSPLT DJDA FREE |  | 6500 | 2285.06
096EUE-T3101D20 | 96F SSM OSPLT DJ FREE |  | 3000 | 1584.52
096EUF-T4101D20 | 96F SSM LT SJ I/O R FREE |  | 1312 | 3549.64
096EUF-T4101DA1 | 96F SSM LT DJIA I/O R FREE |  | 1312 | 9241.06
096EUK-T4601D20 | 96F SSM LT DJ LSZH R FREE |  | 2000 | 6382.76
096EUK-T4601DFZ | 96F SSM LT DJF LSZH R FREE |  | 2000 | 7223.24
096EUL-T3601D2M | 96F SSM LT DJ LSZH FREE |  | 2000 | 7380.98
096EUL-T4601D2M | 96F SSM LT DJ LSZH FREE |  | 2000 | 7380.98
096EUL-T4601D2N | 96F SSM LT DJ LSZH FREE |  | 2000 | 6989.34
096EUL-T7601DMV | 96F SSM LT DJ LSZH VI FREE |  | 2000 | 7944.58
096EU4-T3701D20 | 96F SSM OSPLT SJ FAT FREE |  | 3000 | 1153.24
096E8F-Y3131-A1 | 96F SSM UMIC DJIA I/O R |  | 1312 | 16848.44
096E8P-Y3131-29 | 96F SSM UMIC SJ I/O P |  | 1312 | 17357.14
096E8P-Y3131-A3 | 96F SSM UMIC DJIA I/O P |  | 1312 | 19947.94
096EAE-T3400A20 | 96F SSM ADSS DJ |  | 5000 | 2693.56
096EAE-T4400A20 | 96F SSM ADSS DJ |  | 5000 | 2693.56
096EAE-T4401A20 | 96F SSM ADSS DJ |  | 5000 | 2627.04
096EC4-13100D53 | 96F SSM RIB SJ FREE |  | 2000 | 1623.52
096EC4-14100D53 | 96F SSM RIB SJ FREE |  | 2000 | 1623.52
096EC5-13100D53 | 96F SSM RIB SJSA FREE |  | 2000 | 1896.72
096EC5-14100D53 | 96F SSM RIB SJSA FREE |  | 2000 | 1896.72
096EC7-14101-20 | 96F SSM RIB SJ R |  | 1312 | 5007.1
096EC7-14101-A1 | 96F SSM RIB DJIA R |  | 1312 | 8512.08
096EC8-14101-20 | 96F SSM RIB SJ P |  | 1312 | 6258.88
096EC8-14101-A3 | 96F SSM RIB DJIA P |  | 1312 | 10640.1
096EC8-18101-BK | 96F SSM RIB SJ P BK |  | 2000 | 6822.48
096ECF-14101-20 | 96F SSM RIB SJ I/O R FILL |  | 1312 | 6509.24
096ECF-14101-A1 | 96F SSM RIB DJIA I/O R FILL |  | 1312 | 11065.7
096ECF-14101D20 | 96F SSM RIB SJ I/O R FREE |  | 1312 | 6025.76
096ECF-14101DA1 | 96F SSM RIB DJIA I/O R FREE |  | 1312 | 14484.46
096ECJ-14101-20 | 96F SSM RIB SJ LSZH |  | 1312 | 5758.16
096ECZ-14101-20 | 96F SSM RIB SJ LSZH |  | 1312 | 7485.62
096ED8-T1301-A3 | 96F SSM MIC250 DJIA P |  | 13124 | 12639.94
096ED9-T1301-M2 | 96F SSM DC SJ P |  | 1312 | 11158.16
096EN4-T4M01A20 | 96F SSM ADSS SJ |  | 5000 | 2258.64
096EN4-T4S01A20 | 96F SSM ADSS SJ |  | 5000 | 1860.3
096ENA-T4S01A20 | 96F SSM ADSS SJ |  | 7000 | 2115.66
096EU4-T3101D20 | 96F SSM OSPLT SJ FREE |  | 3000 | 1153.24
048ZUL-T4601DAN | 48F SMU LT TJIA LSZH FREE |  | 2000 | 11826.62
048ZUZ-T4101D20 | 48F SMU LT SJ LSZH FREE |  | 1312 | 2410.66
048ZUZ-T4101D2N | 48F SMU LT SJ LSZH FREE |  | 1312 | 2932.02
048ZUZ-T4101DAZ | 48F SMU LT DJIA LSZH FREE |  | 1312 | 6622.2
048ZUZ-T7101DMO | 48F SMU LT SJ LSZH OR FREE |  | 2000 | 3494.72
048ZUZ-T8101DMO | 48F SMU LT SJ LSZH OR FREE |  | 2000 | 3494.72
048ZWP-T4101D20 | 48F SMU LT SJ I/O P FREE |  | 1312 | 4469.92
060EN4-T4S01A20 | 60F SSM ADSS SJ |  | 7000 | 1290.18
060EU4-T4700D20 | ** PLEASE SUGGEST FAB CABLE *** FOR EN |  | 3000 | 774.86
060EUA-T4100D53 | 60F SSM OSPLT FIG8 FREE |  | 6500 | 1537.72
060EUC-T4100D20 | * FOR EN DISTRIBUTION CHANNELS** PLEASE |  | 3000 | 895.2
060EUE-T4101D20 | 60F SSM OSPLT DJ FREE |  | 3000 | 1057.96
060EUF-T4101D20 | 60F SSM LT SJ I/O R FREE |  | 1312 | 2158.3
060EWP-T4101DA3 | 60F SSM LT DJIA I/O P FREE |  | 1312 | 7988.06
060K88-T3130-29 | 60F OM1 UMIC SJ P |  | 1312 | 24399.2
060ZU4-T4F22D20 | 60F SMU OSPLT SJ FAB FREE |  | 3000 | 784.94
060ZU5-T4122D20 | 60F SMU OSPLT DJSA FREE |  | 3000 | 1339.78
060ZUC-T4F22D20 | 60F SMU OSPLT SJSA FAT FREE |  | 3000 | 906.84
072E81-T3131-24 | 72F SSM UMIC SJ R |  | 1312 | 8447.06
072E81-T3131-A1 | 72F SSM UMIC DJIA R |  | 1312 | 11037.86
072E88-T3131-29 | 72F SSM UMIC SJ P |  | 1312 | 9385.64
072E88-T3131-A3 | 72F SSM UMIC DJIA P |  | 1312 | 11976.44
072E88-T7131-RD | 72F SSM UMIC SJ P RD |  | 2000 | 10120.86
072E88-T7131-SL | 72F SSM UMIC SJ P SL |  | 2000 | 10120.86
072E8F-T3131-29 | 72F SSM UMIC SJ I/O R |  | 1312 | 10793.48
072E8P-T3131-29 | 72F SSM UMIC SJ I/O P |  | 1312 | 13139.88
072E8P-T3131-A3 | 72F SSM UMIC DJIA I/O P |  | 1312 | 15730.68
048ZUF-T4101D20 | 48F SMU LT SJ I/O R FREE |  | 1312 | 2341.14
048Z88-61131-29 | 48F SMU UMIC SJ P |  | 1312 | 6127.82
048Z88-61131-A3 | 48F SMU UMIC DJIA P |  | 1312 | 8718.62
048ZC5-14100D53 | 48F SMU RIB SJSA FREE |  | 2000 | 1152.76
048ZC8-14101-20 | 48F SMU RIB SJ P |  | 1312 | 4581.92
048ZC8-14101-A3 | 48F SMU RIB DJIA P |  | 1312 | 7789.24
048ZC8-18101-BL | 48F SMU RIB SJ P BL |  | 2000 | 4972.58
048ZCF-14101-A1 | 48F SMU RIB DJIA I/O R FILL |  | 1312 | 8100.8
048ZCF-14101D20 | 48F SMU RIB SJ I/O R FREE |  | 1312 | 5332.4
048ZD8-T1301-A3 | 48F SMU MIC250 DJIA P |  | 13124 | 11253.4
048ZD9-T1301-M2 | 48F SMU DC SJ P |  | 1312 | 5515.04
048ZD9-T1301-MA | 48F SMU DC DJIA P |  | 1312 | 7846.76
048ZD9-T5301-MH | 48F SMU DC SJ P WH |  | 2000 | 6040.32
048ZM4-T3F22A20 | 48F SMU MXTSD SJ FAB FILL |  | 2000 | 773.86
048ZM4-T4F22A20 | 48F SMU MXTSD SJ FAB FILL |  | 2000 | 773.86
048ZMF-T4101A20 | 48F SMU MXTSD SJ I/O R FILL |  | 1312 | 2575.26
048ZU4-T3F22D20 | 48F SMU OSPLT SJ FAB FREE |  | 3000 | 657.86
048ZU4-T4122D20 | ** PLEASE SUGGEST FAB CABLE *** FOR EN |  | 3000 | 657.86
048ZU4-T4722D20 | ** PLEASE SUGGEST FAB CABLE *** FOR EN |  | 3000 | 657.86
048ZU4-T4F22D20 | 48F SMU OSPLT SJ FAB FREE |  | 3000 | 657.86
048ZU5-T4122D20 | 48F SMU OSPLT DJSA FREE |  | 3000 | 1172.1
048ZU6-T4122D20 | 48F SMU OSPLT TJDA FREE |  | 6500 | 1850.98
048ZU6-TA122DOR | 48F SMU OSPLT TJDA FREE |  | 8500 | 1945.46
048ZUC-T4122D20 | * FOR EN DISTRIBUTION CHANNELS** PLEASE |  | 3000 | 779.32
048ZUC-T4F22D20 | 48F SMU OSPLT SJSA FAT FREE |  | 3000 | 779.32
048ZUC-TA122DBL | 48F SMU OSPLT SJSA FREE |  | 5000 | 873.8
048ZUC-TA122DRD | 48F SMU OSPLT SJSA FREE |  | 5000 | 873.8
048ZUD-T4122D20 | 48F SMU OSPLT DJDA FREE |  | 6500 | 1574.34
072EAE-T4201A20 | 72F SSM ADSS DJ |  | 5000 | 1861.98
072EU7-T4101D20 | 72F SSM LT SJ R FREE |  | 1312 | 2785.66
072EUA-T3101D20 | 72F SSM OSPLT FIG8 FREE |  | 6500 | 1662.4
072EUA-T4100D53 | 72F SSM OSPLT FIG8 FREE |  | 6500 | 1662.4
072EUA-T4101D20 | 72F SSM OSPLT FIG8 FREE |  | 6500 | 1662.4
072EUB-T4100D20 | 72F SSM OSPLT FIG8 ARM FREE |  | 6500 | 2431.16
072EUC-T4100D20 | * FOR EN DISTRIBUTION CHANNELS** PLEASE |  | 3000 | 1022.52
072EUC-T4100D53 | * FOR EN DISTRIBUTION CHANNELS** PLEASE |  | 3000 | 1022.52
072EUC-T4101D20 | * FOR EN DISTRIBUTION CHANNELS** PLEASE |  | 3000 | 1022.52
072EUE-T3101D20 | 72F SSM OSPLT DJ FREE |  | 3000 | 1237.12
072EUE-T4100D20 | 72F SSM OSPLT DJ FREE |  | 3000 | 1237.12
072EUF-T4101D20 | 72F SSM LT SJ I/O R FREE |  | 1312 | 2376.06
072EUF-T4101DA1 | 72F SSM LT DJIA I/O R FREE |  | 1312 | 6744.26
072EUK-T3601D2M | 72F SSM LT DJ LSZH R FREE |  | 2000 | 6184.34
072EUK-T4601D2N | 72F SSM LT DJ LSZH R FREE |  | 2000 | 5884.88
072EUK-T4601DFZ | 72F SSM LT DJF LSZH R FREE |  | 2000 | 6485.26
072EUL-T3601D2M | 72F SSM LT DJ LSZH FREE |  | 2000 | 5731.84
072EUL-T7601DMY | 72F SSM LT DJ LSZH YL FREE |  | 2000 | 6295.44
072EUV-T3101D2N | 72F SSM LT DJSA LSZH FREE |  | 1312 | 5321.06
072EUV-T4101D2N | 72F SSM LT DJSA LSZH FREE |  | 1312 | 5321.06
072EUZ-T4101D20 | 72F SSM LT SJ LSZH FREE |  | 1312 | 2680.34
072EUZ-T4101D2N | 72F SSM LT SJ LSZH FREE |  | 1312 | 3150.26
072EUZ-T4101DAN | 72F SSM LT DJIA LSZH FREE |  | 1312 | 9702.62
072EUZ-T4101DAZ | 72F SSM LT DJIA LSZH FREE |  | 1312 | 8426.12
072EWP-T4101D20 | 72F SSM LT SJ I/O P FREE |  | 1312 | 5146.4
072EWP-T4101DA3 | 72F SSM LT DJIA I/O P FREE |  | 1312 | 8773.6
072FU4-T4701D20 | 72F LEAF OSPLT SJ FAT FREE |  | 3000 | 2183.64
072FUC-T4101D20 | 72F LEAF OSPLT SJSA FREE |  | 3000 | 2304
072EU5-T4101D20 | 72F SSM OSPLT DJSA FREE |  | 3000 | 1464.42
072EC4-13100D53 | 72F SSM RIB SJ FREE |  | 2000 | 1270.08
072EC4-14100D53 | 72F SSM RIB SJ FREE |  | 2000 | 1270.08
072EC5-14100D53 | 72F SSM RIB SJSA FREE |  | 2000 | 1440.82
072EC7-14101-20 | 72F SSM RIB SJ R |  | 1312 | 4310.8
072EC7-14101-A1 | 72F SSM RIB DJIA R |  | 1312 | 7328.36
072EC8-14101-20 | 72F SSM RIB SJ P |  | 1312 | 5388.5
072EC8-14101-A3 | 72F SSM RIB DJIA P |  | 1312 | 9160.46
072ECF-14101-20 | 72F SSM RIB SJ I/O R FILL |  | 1312 | 5604.04
072ECF-14101-A1 | 72F SSM RIB DJIA I/O R FILL |  | 1312 | 9526.88
072ECF-14101D20 | 72F SSM RIB SJ I/O R FREE |  | 1312 | 4893.54
072ECF-14101D30 | 72F SSM RIB SJ I/O R FREE |  | 1312 | 4893.54
072ECZ-14101-20 | 72F SSM RIB SJ LSZH |  | 1312 | 6444.66
072ED9-T1301-M2 | 72F SSM DC SJ P |  | 1312 | 8447.08
072EN4-T4M01A20 | 72F SSM ADSS SJ |  | 5000 | 1683.6
072EN4-T4S01A20 | 72F SSM ADSS SJ |  | 5000 | 1494.42
072ENA-T4S01A20 | 72F SSM ADSS SJ |  | 7000 | 1749.8
072EU4-T3100D64 | 72F SSM OSPLT SJ FREE |  | 5000 | 965.32
072EU4-T3101D20 | ** PLEASE SUGGEST FAB CABLE *** FOR EN |  | 3000 | 902.18
072EU4-T3701D20 | ** PLEASE SUGGEST FAB CABLE *** FOR EN |  | 3000 | 902.18
072EU4-T4100D20 | ** PLEASE SUGGEST FAB CABLE *** FOR EN |  | 3000 | 902.18
072EU4-T4100D53 | ** PLEASE SUGGEST FAB CABLE *** FOR EN |  | 3000 | 902.18
072EU4-T4101D20 | ** PLEASE SUGGEST FAB CABLE *** FOR EN |  | 3000 | 902.18
072EU4-T4700D20 | ** PLEASE SUGGEST FAB CABLE *** FOR EN |  | 3000 | 902.18
072EU4-T4701D20 | ** PLEASE SUGGEST FAB CABLE *** FOR EN |  | 3000 | 902.18
072EU5-T3100D20 | 72F SSM OSPLT DJSA FREE |  | 3000 | 1464.42
072EU5-T3101D20 | 72F SSM OSPLT DJSA FREE |  | 3000 | 1464.42
072EU5-T4100D20 | 72F SSM OSPLT DJSA FREE |  | 3000 | 1464.42
096EUV-T4101D20 | 96F SSM LT DJSA LSZH FREE |  | 1312 | 5738.02
144TC4-14180-53 | 144F OM3 RIB SJ FILL |  | 2000 | 60342.56
144TC8-14180-20 | 144F OM3 RIB SJ P |  | 1312 | 22515.2
144TC8-14190-20 | 144F OM4 RIB SJ P |  | 1312 | 39555.52
144TC8-18180-SL | 144F OM3 RIB SJ P SL |  | 2000 | 23078.78
144TD9-T1390-M2 | 144F OM4 DC SJ P |  | 1312 | 41769.1
144TU4-T4780D20 | 144F OM3 OSPLT SJ FAT FREE |  | 3000 | 29466.22
144TUF-T4180D20 | 144F OM3 LT SJ I/O R FREE |  | 1312 | 41480.28
144TUF-T4190D20 | 144F OM4 LT SJ I/O R FREE |  | 1312 | 50342.52
144Z88-Y3131-29 | 144F SMU UMIC SJ P |  | 1312 | 19394.72
144Z8P-Y3131-29 | 144F SMU UMIC SJ I/O P |  | 1312 | 27152.62
144Z8P-Y3131-A3 | 144F SMU UMIC DJIA I/O P |  | 1312 | 29743.42
144ZC5-14100D53 | 144F SMU RIB SJSA FREE |  | 2000 | 2544.94
144ZC7-14101-20 | 144F SMU RIB SJ R |  | 1312 | 7006.16
144ZC7-14101-30 | 144F SMU RIB SJ R |  | 1312 | 7006.16
144ZC8-14101-20 | 144F SMU RIB SJ P |  | 1312 | 8757.7
144ZC8-14101-A3 | 144F SMU RIB DJIA P |  | 1312 | 14888.08
144ZC8-18101-SL | 144F SMU RIB SJ P SL |  | 2000 | 9321.28
144ZCF-14101-20 | 144F SMU RIB SJ I/O R FILL |  | 1312 | 9108
144ZCF-14101-30 | 144F SMU RIB SJ I/O R FILL |  | 1312 | 9108
144ZCF-14101-A1 | 144F SMU RIB DJIA I/O R FILL |  | 1312 | 15483.6
144ZCF-14101D20 | 144F SMU RIB SJ I/O R FREE |  | 1312 | 12112.54
144ZCZ-14101-20 | 144F SMU RIB SJ LSZH |  | 1312 | 10474.2
144ZD9-T1301-M2 | 144F SMU DC SJ P |  | 1312 | 17455.26
144ZD9-T1301-MA | 144F SMU DC DJIA P |  | 1312 | 19786.98
144ZH4-Y3F40A20 | A-DQ(ZN)2Y 144FE9U200 FAB |  | 2000 | 2250.8
144ZH4-Y4F40A20 | A-DQ(ZN)2Y 144FE9U200 FAB |  | 2000 | 2250.8
144ZM4-T3F22A20 | 144F SMU MXTSD SJ FAB FILL |  | 2000 | 2036.88
144T8P-Y3180-A3 | 144F OM3 UMIC DJIA I/O P |  | 1312 | 56919.78
144EUE-T4100D20 | 144F SSM OSPLT DJ FREE |  | 3000 | 2359.42
144EUE-T4101D20 | 144F SSM OSPLT DJ FREE |  | 3000 | 2359.42
144EUF-T4100D20 | 144F SSM LT SJ I/O R FREE |  | 2000 | 4837.5
144EUF-T4101D20 | 144F SSM LT SJ I/O R FREE |  | 1312 | 4784.12
144EUF-T4101DA1 | 144F SSM LT DJIA I/O R FREE |  | 1312 | 12239.04
144EUF-T8101DAY | 144F SSM LT DJIA I/O R YL FREE |  | 2000 | 12802.64
144EUK-T3601D2N | 144F SSM LT DJ LSZH R FREE |  | 2000 | 9613.56
144EUK-T4601D20 | 144F SSM LT DJ LSZH R FREE |  | 2000 | 7978.4
144EUK-T4601DFN | 144F SSM LT DJF LSZH R FREE |  | 2000 | 12338.14
144EUL-T3601D2M | 144F SSM LT DJ LSZH FREE |  | 2000 | 9427.86
144EUL-T4601D2N | 144F SSM LT DJ LSZH FREE |  | 2000 | 8888.26
144EUV-T4101D20 | 144F SSM LT DJSA LSZH FREE |  | 1312 | 7128.42
144EUV-T4101D2N | 144F SSM LT DJSA LSZH FREE |  | 1312 | 8751.12
144EUZ-T3101D2N | 144F SSM LT SJ LSZH FREE |  | 1312 | 5354.58
144EUZ-T4101D20 | 144F SSM LT SJ LSZH FREE |  | 1312 | 4472.46
144EUZ-T4101D2N | 144F SSM LT SJ LSZH FREE |  | 1312 | 5354.58
144EUZ-T8101DOR | 144F SSM LT SJ LSZH OR FREE |  | 2000 | 5036.06
144KC8-14130-20 | 144F OM1 RIB SJ P |  | 1312 | 36498.84
144KUC-T4130D20 | 144F OM1 OSPLT SJSA FREE |  | 3000 | 19026.5
144KUF-T4130D20 | 144F OM1 LT SJ I/O R FREE |  | 1312 | 35519.1
144KUZ-T4130D2N | 144F OM1 LT SJ LSZH FREE |  | 1312 | 32745.36
144PN4-T4M19A20 | 144F ULL ADSS SJ |  | 5000 | 7137.04
144T81-Y3180-24 | 144F OM3 UMIC SJ R |  | 1312 | 34925.76
144T81-Y3190-24 | 144F OM4 UMIC SJ R |  | 1312 | 41769.1
144T81-Y3190-A1 | 144F OM4 UMIC DJIA R |  | 1312 | 44359.9
144T88-Y3180-29 | 144F OM3 UMIC SJ P |  | 1312 | 38806.42
144T88-Y3180-A3 | 144F OM3 UMIC DJIA P |  | 1312 | 41397.2
144ZM4-T4F22A20 | 144F SMU MXTSD SJ FAB FILL |  | 2000 | 2036.88
192FU4-T4701D20 | 192F LEAF OSPLT SJ FAT FREE |  | 3000 | 6094.04
192FUC-T4101D20 | 192F LEAF OSPLT SJSA FREE |  | 3000 | 6344.74
192KUF-T4130D20 | 192F OM1 LT SJ I/O R FREE |  | 1312 | 50663.16
192ZCZ-13101-AZ | 192F SMU RIB DJIA LSZH |  | 2000 | 20566.9
192ZCZ-14101-20 | 192F SMU RIB SJ LSZH |  | 2000 | 12098.18
192ZU4-T4122D20 | 192F SMU OSPLT SJ FREE |  | 3000 | 2205.16
192ZUF-T4101D20 | 192F SMU LT SJ I/O R FREE |  | 1312 | 6749.7
204EU4-T4701D20 | 204F SSM OSPLT SJ FAT FREE |  | 5000 | 2421.02
216EAE-T4801A20 | 216F SSM ADSS DJ |  | 5000 | 5719.86
216EC4-14100D53 | 216F SSM RIB SJ FREE |  | 2000 | 3022.44
216EC5-14100D53 | 216F SSM RIB SJSA FREE |  | 2000 | 3398.1
216EC7-14101-A1 | 216F SSM RIB DJIA R |  | 1312 | 13343.56
216EC8-14101-20 | 216F SSM RIB SJ P |  | 1312 | 9811.44
216EC8-14101-A3 | 216F SSM RIB DJIA P |  | 1312 | 16679.46
216ECF-14101D20 | 216F SSM RIB SJ I/O R FREE |  | 1312 | 11984.46
216EU4-T3101D20 | 216F SSM OSPLT SJ FREE |  | 3000 | 2421.02
216EU4-T3701D20 | 216F SSM OSPLT SJ FAT FREE |  | 3000 | 2421.02
216EU4-T4101D20 | 216F SSM OSPLT SJ FREE |  | 3000 | 2421.02
216EU4-T4701D20 | 216F SSM OSPLT SJ FAT FREE |  | 3000 | 2421.02
216EU5-T4100D20 | 216F SSM OSPLT DJSA FREE |  | 3000 | 3392.48
216EUA-T4100D53 | 216F SSM OSPLT FIG8 FREE |  | 6500 | 3643.76
216EUC-T4100D20 | 216F SSM OSPLT SJSA FREE |  | 3000 | 2640.88
216EUC-T4100D53 | 216F SSM OSPLT SJSA FREE |  | 3000 | 2640.88
216EUC-T4101D20 | 216F SSM OSPLT SJSA FREE |  | 3000 | 2640.88
216EUF-T4101D20 | 216F SSM LT SJ I/O R FREE |  | 1312 | 6514.78
216EUF-T4101DA1 | 216F SSM LT DJIA I/O R FREE |  | 1312 | 14962.72
216ZC5-14100D53 | 216F SMU RIB SJSA FREE |  | 2000 | 3265.52
192EUZ-T4101D20 | 192F SSM LT SJ LSZH FREE |  | 1312 | 5181.4
144ZMF-T4101A20 | 144F SMU MXTSD SJ I/O R FILL |  | 1312 | 6168.88
144ZU4-T3722D20 | 144F SMU OSPLT SJ FAT FREE |  | 3000 | 1710.52
144ZU4-T4122D20 | 144F SMU OSPLT SJ FREE |  | 3000 | 1710.52
144ZU4-T4122D53 | 144F SMU OSPLT SJ FREE |  | 3000 | 1710.52
144ZU4-T4722D20 | 144F SMU OSPLT SJ FAT FREE |  | 3000 | 1710.52
144ZU5-T4122D20 | 144F SMU OSPLT DJSA FREE |  | 3000 | 2598.66
144ZU6-T4122D20 | 144F SMU OSPLT TJDA FREE |  | 6500 | 3953.86
144ZUC-T4122D20 | 144F SMU OSPLT SJSA FREE |  | 3000 | 1933.22
144ZUD-T4122D20 | 144F SMU OSPLT DJDA FREE |  | 6500 | 3502.36
144ZUF-T4101D20 | 144F SMU LT SJ I/O R FREE |  | 1312 | 5608.08
144ZUL-T4601D2M | 144F SMU LT DJ LSZH FREE |  | 2000 | 10118.12
144ZUV-T4101D20 | 144F SMU LT DJSA LSZH FREE |  | 1312 | 7818.66
144ZUZ-T4101D2N | 144F SMU LT SJ LSZH FREE |  | 1312 | 6044.76
168EU4-T4700D20 | 168F SSM OSPLT SJ FAT FREE |  | 5000 | 1932.72
168ZU4-T4122D20 | 168F SMU OSPLT SJ FREE |  | 5000 | 1957.84
168ZUC-T4122D20 | 168F SMU OSPLT SJSA FREE |  | 5000 | 2180.56
180EUC-T4100D20 | 180F SSM OSPLT SJSA FREE |  | 5000 | 2396.72
192EAE-T4201A20 | 192F SSM ADSS DJ |  | 5000 | 4202.18
192EC7-14101-20 | 192F SSM RIB SJ R |  | 2000 | 7356.76
192ECF-14101D20 | 192F SSM RIB SJ I/O R FREE |  | 2000 | 11297.98
192EU4-T4101D20 | 192F SSM OSPLT SJ FREE |  | 3000 | 2176.86
192EU4-T4701D20 | 192F SSM OSPLT SJ FAT FREE |  | 3000 | 2176.86
192EU7-T4101D20 | 192F SSM LT SJ R FREE |  | 1312 | 6378.78
192EUA-T4101D20 | 192F SSM OSPLT FIG8 FREE |  | 6500 | 3363.48
192EUC-T4100D20 | 192F SSM OSPLT SJSA FREE |  | 3000 | 2396.72
192EUC-T4101D20 | 192F SSM OSPLT SJSA FREE |  | 3000 | 2396.72
192EUF-T4101D20 | 192F SSM LT SJ I/O R FREE |  | 1312 | 5500.26
096ZC4-14100D53 | 96F SMU RIB SJ FREE |  | 2000 | 1644.62
096ZC5-14100D53 | 96F SMU RIB SJSA FREE |  | 2000 | 1917.84
096ZC7-14101-20 | 96F SMU RIB SJ R |  | 1312 | 5507.82
096ZC7-18101-BL | 96F SMU RIB SJ R BL |  | 2000 | 6071.4
096ZC8-14101-20 | 96F SMU RIB SJ P |  | 1312 | 6884.76
096ZC8-18101-BL | 96F SMU RIB SJ P BL |  | 2000 | 7448.36
096ZCF-14101-A1 | 96F SMU RIB DJIA I/O R FILL |  | 1312 | 12172.26
096ZCF-14101D20 | 96F SMU RIB SJ I/O R FREE |  | 1312 | 7427.74
096ZD9-T1301-MA | 96F SMU DC DJIA P |  | 1312 | 14047.78
096ZM4-T3F22A20 | 96F SMU MXTSD SJ FAB FILL |  | 2000 | 1378.12
096ZM4-T4F22A20 | 96F SMU MXTSD SJ FAB FILL |  | 2000 | 1378.12
096ZU4-T3722D20 | 96F SMU OSPLT SJ FAT FREE |  | 3000 | 1168.24
096ZU4-T4122D20 | 96F SMU OSPLT SJ FREE |  | 3000 | 1168.24
096ZU4-T4122F20 | 96F SMU OSPLT SJ FREE |  | 5000 | 1411.8
096ZU4-T4722D20 | 96F SMU OSPLT SJ FAT FREE |  | 3000 | 1168.24
096ZU5-T4122D20 | 96F SMU OSPLT DJSA FREE |  | 3000 | 1889.56
096ZU6-T4122D20 | 96F SMU OSPLT TJDA FREE |  | 6500 | 2814.1
096ZU6-TA122DBL | 96F SMU OSPLT TJDA FREE |  | 8500 | 2908.6
096ZUC-T4122D20 | 96F SMU OSPLT SJSA FREE |  | 3000 | 1294.82
096ZUD-T4122D20 | 96F SMU OSPLT DJDA FREE |  | 6500 | 2368.42
096ZUF-T4101D20 | 96F SMU LT SJ I/O R FREE |  | 1312 | 4124.88
096ZUZ-T4101D2N | 96F SMU LT SJ LSZH FREE |  | 1312 | 4556.18
108EUF-T4101D20 | 108F SSM LT SJ I/O R FREE |  | 2000 | 4016.88
120EUA-T4101D20 | 120F SSM OSPLT FIG8 FREE |  | 8500 | 2442.28
120EUC-T4100D20 | 120F SSM OSPLT SJSA FREE |  | 5000 | 1593.32
120ZU5-T4122D20 | 120F SMU OSPLT DJSA FREE |  | 5000 | 2315.98
120ZUC-T4122D20 | 120F SMU OSPLT SJSA FREE |  | 5000 | 1614.02
096ZC4-13100D53 | 96F SMU RIB SJ FREE |  | 2000 | 1644.62
096EUV-T4101D2N | 96F SSM LT DJSA LSZH FREE |  | 1312 | 6918.4
096EUZ-T4101D20 | 96F SSM LT SJ LSZH FREE |  | 1312 | 3475.82
096EUZ-T4101D2M | 96F SSM LT SJ LSZH FREE |  | 1312 | 4410.9
096EUZ-T4101D2N | 96F SSM LT SJ LSZH FREE |  | 1312 | 4096.02
096EUZ-T4101DAZ | 96F SSM LT DJIA LSZH FREE |  | 1312 | 9933.2
096FUC-T4101D20 | 96F LEAF OSPLT SJSA FREE |  | 3000 | 3075.82
096KU4-T4130D20 | 96F OM1 OSPLT SJ FREE |  | 3000 | 11482.52
096KU4-T4730D20 | 96F OM1 OSPLT SJ FAT FREE |  | 3000 | 11482.52
096KUF-T4130D20 | 96F OM1 LT SJ I/O R FREE |  | 1312 | 27402.52
096KUF-T4130DA1 | 96F OM1 LT DJIA I/O R FREE |  | 1312 | 32912.2
096KUZ-T4130D2N | 96F OM1 LT SJ LSZH FREE |  | 1312 | 22488.5
096PU4-T4119D20 | 96F ULL OSPLT SJ FREE |  | 3000 | 3398.8
096PUC-T4119D20 | 96F ULL OSPLT SJSA FREE |  | 3000 | 3537.18
096T81-Y3180-24 | 96F OM3 UMIC SJ R |  | 1312 | 22608.7
096T88-Y3180-29 | 96F OM3 UMIC SJ P |  | 1312 | 25120.78
096T88-Y3190-29 | 96F OM4 UMIC SJ P |  | 1312 | 31361.96
096T88-Y3190-A3 | 96F OM4 UMIC DJIA P |  | 1312 | 33952.76
096T8F-Y3180-29 | 96F OM3 UMIC SJ I/O R |  | 1312 | 28888.9
096T8P-Y3180-29 | 96F OM3 UMIC SJ I/O P |  | 1312 | 35169.1
096T8P-Y3190-29 | 96F OM4 UMIC SJ I/O P |  | 1312 | 43906.74
096T8P-Y3190-A3 | 96F OM4 UMIC DJIA I/O P |  | 1312 | 46497.54
096TC8-14190-20 | 96F OM4 RIB SJ P |  | 1312 | 25834.28
096TCF-14190-20 | 96F OM4 RIB SJ I/O R FILL |  | 1312 | 26867.66
096TU4-T4780D20 | 96F OM3 OSPLT SJ FAT FREE |  | 3000 | 18989.4
096Z81-Y3131-24 | 96F SMU UMIC SJ R |  | 1312 | 11716.08
096Z8P-Y3131-29 | 96F SMU UMIC SJ I/O P |  | 1312 | 18225
096Z8P-Y3131-A3 | 96F SMU UMIC DJIA I/O P |  | 1312 | 20815.8
120ZUD-T4122D20 | 120F SMU OSPLT DJDA FREE |  | 8500 | 3076.94
144ECZ-14101-20 | 144F SSM RIB SJ LSZH |  | 1312 | 9522
144ED8-T1301-20 | 144F SSM MIC250 SJ P |  | 13124 | 11241.42
144ED8-T1301-A3 | 144F SSM MIC250 DJIA P |  | 13124 | 15458.14
144EN4-T3S01A20 | 144F SSM ADSS SJ |  | 5000 | 2821.94
144EN4-T4M01A20 | 144F SSM ADSS SJ |  | 5000 | 3366.22
144EN4-T4S00A20 | 144F SSM ADSS SJ |  | 5000 | 2821.94
144EN4-T4S01A20 | 144F SSM ADSS SJ |  | 5000 | 2821.94
144ENA-T4M01A20 | 144F SSM ADSS SJ |  | 7000 | 3621.6
144ENA-T4S01A20 | 144F SSM ADSS SJ |  | 7000 | 3077.32
144EU4-T3100D64 | 144F SSM OSPLT SJ FREE |  | 5000 | 1806.74
144EU4-T4100D20 | 144F SSM OSPLT SJ FREE |  | 3000 | 1688.56
144EU4-T4100D53 | 144F SSM OSPLT SJ FREE |  | 3000 | 1688.56
144EU4-T4101D20 | 144F SSM OSPLT SJ FREE |  | 3000 | 1688.56
144EU4-T4700D20 | 144F SSM OSPLT SJ FAT FREE |  | 3000 | 1688.56
144EU4-T4701D20 | 144F SSM OSPLT SJ FAT FREE |  | 3000 | 1688.56
144EU5-T3101D20 | 144F SSM OSPLT DJSA FREE |  | 3000 | 2485.98
144EU5-T4100D20 | 144F SSM OSPLT DJSA FREE |  | 3000 | 2485.98
144EU5-T4101D20 | 144F SSM OSPLT DJSA FREE |  | 3000 | 2485.98
144EU5-T4101F20 | 144F SSM OSPLT DJSA FREE |  | 5000 | 2845.1
144EUA-T4101D20 | 144F SSM OSPLT FIG8 FREE |  | 6500 | 2832.84
144EUB-T4100D20 | 144F SSM OSPLT FIG8 ARM FREE |  | 6500 | 3908.94
144EUC-T4100D20 | 144F SSM OSPLT SJSA FREE |  | 3000 | 1908.42
144EUC-T4100D53 | 144F SSM OSPLT SJSA FREE |  | 3000 | 1908.42
144EUC-T4101D20 | 144F SSM OSPLT SJSA FREE |  | 3000 | 1908.42
144EUC-TA101DYL | 144F SSM OSPLT SJSA FREE |  | 5000 | 2002.9
144EUD-T4101D20 | 144F SSM OSPLT DJDA FREE |  | 6500 | 3377.3
144EUE-T3101D20 | 144F SSM OSPLT DJ FREE |  | 3000 | 2359.42
144ECF-14101DA1 | 144F SSM RIB DJIA I/O R FREE |  | 1312 | 18406.06
144E81-Y3131-24 | 144F SSM UMIC SJ R |  | 1312 | 16624.04
144E81-Y3131-A1 | 144F SSM UMIC DJIA R |  | 1312 | 19214.86
144E88-Y3131-29 | 144F SSM UMIC SJ P |  | 1312 | 18471.18
144E88-Y3131-A3 | 144F SSM UMIC DJIA P |  | 1312 | 21061.96
144E88-Y4131-29 | 144F SSM UMIC SJ P |  | 1312 | 18471.18
144E88-Y4131-A3 | 144F SSM UMIC DJIA P |  | 1312 | 21061.96
144E88-Y7131-VI | 144F SSM UMIC SJ P VI |  | 2000 | 19626.8
144E8F-Y3131-29 | 144F SSM UMIC SJ I/O R |  | 1312 | 21241.84
144E8F-Y3131-A1 | 144F SSM UMIC DJIA I/O R |  | 1312 | 23832.64
144E8F-Y4131-29 | 144F SSM UMIC SJ I/O R |  | 1312 | 21241.84
144E8P-Y3131-29 | 144F SSM UMIC SJ I/O P |  | 1312 | 25859.64
144E8P-Y3131-A3 | 144F SSM UMIC DJIA I/O P |  | 1312 | 28450.44
144E8P-Y7131-AY | 144F SSM UMIC DJIA I/O P YL |  | 2000 | 29606.06
144EAE-T4400A20 | 144F SSM ADSS DJ |  | 5000 | 3754.98
144EAE-T4401A20 | 144F SSM ADSS DJ |  | 5000 | 3647.82
144EC4-13100D53 | 144F SSM RIB SJ FREE |  | 2000 | 2242.58
144EC4-14100D53 | 144F SSM RIB SJ FREE |  | 2000 | 2242.58
144EC5-14100D53 | 144F SSM RIB SJSA FREE |  | 2000 | 2515.8
144EC7-14101-20 | 144F SSM RIB SJ R |  | 1312 | 6369.24
144EC7-14101-30 | 144F SSM RIB SJ R |  | 1312 | 6369.24
144EC7-14101-A1 | 144F SSM RIB DJIA R |  | 1312 | 10827.7
144EC8-14101-20 | 144F SSM RIB SJ P |  | 1312 | 7961.54
144EC8-14101-A3 | 144F SSM RIB DJIA P |  | 1312 | 13534.62
144EC8-18101-BK | 144F SSM RIB SJ P BK |  | 2000 | 8525.14
144ECF-14101-20 | 144F SSM RIB SJ I/O R FILL |  | 1312 | 8280
144ECF-14101-A1 | 144F SSM RIB DJIA I/O R FILL |  | 1312 | 14076
144ECF-14101D20 | 144F SSM RIB SJ I/O R FREE |  | 1312 | 9920.94
002K58-31130-24 | 2F OM1 DUP SJ P |  | 2000 | 783.88
002K51-35330-BR | 2F OM1 DUP SJ R BR |  | 2000 | 686.06
002K51-31330-B3 | 2F OM1 DUP SJ R RIAB |  | 3000 | 647.56
002K58-31130-B2 | 2F OM1 DUP SJ P RIAB |  | 2000 | 836.42
002K58-31330-24 | 2F OM1 DUP SJ P |  | 2000 | 768.98
002K58-35330-WH | 2F OM1 DUP SJ P WH |  | 2000 | 842.5
002K51-31330-24 | 2F OM1 DUP SJ R |  | 2000 | 612.56
002K51-31130-B2 | 2F OM1 DUP SJ R RIAB |  | 2000 | 672.12
002K51-31130-24 | 2F OM1 DUP SJ R |  | 2000 | 619.6
002JB4-13101-F9 | 2F LBL DROP SJ I/O TB |  | 1312 | 449.1
002JB1-14101-F9 | 2F LBL DROP TONE I/O TB |  | 1312 | 475.74
002JB1-13101-F9 | 2F LBL DROP TONE I/O TB |  | 1312 | 475.74
002J81-31131-24 | 2F LBL MIC SJ R |  | 2000 | 437.6
002K61-31330-24 | 2F OM1 BRK SJ R |  | 13124 | 1102.12
002K6F-31330-29 | 2F OM1 BRK SJ I/O R |  | 13124 | 1523.5
002K81-31130-24 | 2F OM1 MIC SJ R |  | 2000 | 1296.82
002K81-35130-GR | 2F OM1 MIC SJ R GR |  | 2000 | 1395.56
002K88-31130-29 | 2F OM1 MIC SJ P |  | 2000 | 1440.92
002K88-35130-AQ | 2F OM1 MIC SJ P AQ |  | 2000 | 1539.64
002K88-35130-RD | 2F OM1 MIC SJ P RD |  | 2000 | 1539.64
002K88-35130-YL | 2F OM1 MIC SJ P YL |  | 2000 | 1539.64
002K8F-31130-29 | 2F OM1 MIC SJ I/O R |  | 2000 | 1657.06
002K8P-31130-29 | 2F OM1 MIC SJ I/O P |  | 2000 | 2328.18
002K8P-35130-OR | 2F OM1 MIC SJ I/O P OR |  | 2000 | 2426.9
002KSF-T4130D20 | 2F OM1 LST SJ I/O R FREE |  | 1312 | 996.82
002KU4-T4730D20 | 2F OM1 OSPLT SJ FAT FREE |  | 5000 | 2090.72
002KUZ-T4130D20 | 2F OM1 LT SJ LSZH FREE |  | 2000 | 3298.38
002EUZ-T4101DAZ | 2F SSM LT DJIA LSZH FREE |  | 2000 | 4938.9
002E58-35331-RD | 2F SSM DUP SJ P RD |  | 2000 | 402.26
002E61-31131-24 | 2F SSM BRK SJ R |  | 13124 | 726.96
002E68-31331-29 | 2F SSM BRK SJ P |  | 13124 | 1041.88
002E6F-31331-29 | 2F SSM BRK SJ I/O R |  | 13124 | 912.44
002E71-31331-24 | 2F SSM DFX SJ R |  | 2000 | 301
002E81-31131-24 | 2F SSM MIC SJ R |  | 2000 | 347.3
002E81-31131-A1 | 2F SSM MIC DJIA R |  | 2000 | 1487.26
002E88-31131-29 | 2F SSM MIC SJ P |  | 2000 | 385.9
002E88-31131-A3 | 2F SSM MIC DJIA P |  | 2000 | 1525.84
002E88-35131-GR | 2F SSM MIC SJ P GR |  | 2000 | 484.62
002E88-35131-SL | 2F SSM MIC SJ P SL |  | 2000 | 484.62
002E88-35131-VI | 2F SSM MIC SJ P VI |  | 2000 | 484.62
002E8F-31131-29 | 2F SSM MIC SJ I/O R |  | 2000 | 443.78
002E8F-31131-A1 | 2F SSM MIC DJIA I/O R |  | 2000 | 1583.72
002E8P-31131-29 | 2F SSM MIC SJ I/O P |  | 2000 | 799.32
002E8P-31131-A3 | 2F SSM MIC DJIA I/O P |  | 2000 | 1939.28
002EB1-14100A20 | 2F SSM DROP TONE |  | 1312 | 279.24
002EB1-14101A20 | 2F SSM DROP TONE |  | 1312 | 271.1
002EB4-14100A20 | 2F SSM DROP SJ |  | 1312 | 249.32
002EB4-14101A20 | 2F SSM DROP SJ |  | 1312 | 242.06
002EN4-T4M01A20 | 2F SSM ADSS SJ |  | 7000 | 804.7
002ESF-T4101D20 | 2F SSM LST SJ I/O R FREE |  | 1312 | 480.68
002EU4-T4700D20 | 2F SSM OSPLT SJ FAT FREE |  | 5000 | 417.54
002EU4-T4701D20 | 2F SSM OSPLT SJ FAT FREE |  | 5000 | 417.54
002EUC-T4101D20 | 2F SSM OSPLT SJSA FREE |  | 5000 | 559.84
002EUL-T3601D2M | 2F SSM LT DJ LSZH FREE |  | 2000 | 3231.32
002EUV-T4101D2N | 2F SSM LT DJSA LSZH FREE |  | 2000 | 3117.7
002T51-31131-24 | 2F OM2 DUP SJ R |  | 2000 | 395.94
002T58-31390-B2 | 2F OM4 DUP SJ P RIAB |  | 2000 | 921.4
002T58-31480-24 | 2F OM3 DUP SJ P |  | 2000 | 804.02
002T58-31490-24 | 2F OM4 DUP SJ P |  | 2000 | 918
002T58-31490-B1 | 2F OM4 DUP SJ P RIAB |  | 2000 | 1023.06
002T58-35180-RD | 2F OM3 DUP SJ P RD |  | 2000 | 843.32
002T58-35190-GR | 2F OM4 DUP SJ P GR |  | 2000 | 957.3
002T58-35190-RS | 2F OM4 DUP SJ P RS |  | 2000 | 957.3
002T58-35190-YL | 2F OM4 DUP SJ P YL |  | 2000 | 957.3
002T58-35331-RD | 2F OM2 DUP SJ P RD |  | 2000 | 600.28
002T58-35380-BK | 2F OM3 DUP SJ P BK |  | 2000 | 828.4
002T58-35380-BL | 2F OM3 DUP SJ P BL |  | 2000 | 828.4
002T58-35380-GR | 2F OM3 DUP SJ P GR |  | 2000 | 828.4
002T58-35380-OR | 2F OM3 DUP SJ P OR |  | 2000 | 828.4
002T58-35380-RD | 2F OM3 DUP SJ P RD |  | 2000 | 828.4
002T58-35380-VI | 2F OM3 DUP SJ P VI |  | 2000 | 828.4
002T58-35380-WH | 2F OM3 DUP SJ P WH |  | 2000 | 828.4
002T58-35380-YL | 2F OM3 DUP SJ P YL |  | 2000 | 828.4
002T58-35390-BK | 2F OM4 DUP SJ P BK |  | 2000 | 942.4
002T58-35390-BL | 2F OM4 DUP SJ P BL |  | 2000 | 942.4
002T58-35390-GR | 2F OM4 DUP SJ P GR |  | 2000 | 942.4
002T58-35390-OR | 2F OM4 DUP SJ P OR |  | 2000 | 942.4
002T58-35390-RD | 2F OM4 DUP SJ P RD |  | 2000 | 942.4
002T58-35390-SL | 2F OM4 DUP SJ P SL |  | 2000 | 942.4
002T58-35390-YL | 2F OM4 DUP SJ P YL |  | 2000 | 942.4
002T58-35490-RD | 2F OM4 DUP SJ P RD |  | 2000 | 991.54
002T6F-31380-29 | 2F OM3 BRK SJ I/O R |  | 13124 | 1051.18
002T71-35380-RD | 2F OM3 DFX SJ R RD |  | 2000 | 715.56
002T58-31390-24 | 2F OM4 DUP SJ P |  | 2000 | 868.88
002T51-31180-24 | 2F OM3 DUP SJ R |  | 2000 | 647.88
002T51-31180-B3 | 2F OM3 DUP SJ R RIAB |  | 3000 | 682.88
002T51-31190-24 | 2F OM4 DUP SJ R |  | 2000 | 826.82
002T51-31331-24 | 2F OM2 DUP SJ R |  | 2000 | 388.9
002T51-31380-24 | 2F OM3 DUP SJ R |  | 2000 | 640.82
002T51-31380-B2 | 2F OM3 DUP SJ R RIAB |  | 2000 | 693.36
002T51-31380-B4 | 2F OM3 DUP SJ R RIAB |  | 2000 | 667.08
002T51-31380-B7 | 2F OM3 DUP SJ R RIAB |  | 3500 | 655.84
002T51-31390-24 | 2F OM4 DUP SJ R |  | 2000 | 819.78
002T51-31390-B4 | 2F OM4 DUP SJ R RIAB |  | 2000 | 846.04
002T51-31431-24 | 2F OM2 DUP SJ R |  | 2000 | 435.66
002T51-35380-BR | 2F OM3 DUP SJ R BR |  | 2000 | 714.34
002T51-35380-GR | 2F OM3 DUP SJ R GR |  | 2000 | 714.34
002T51-35380-RD | 2F OM3 DUP SJ R RD |  | 2000 | 714.34
002T51-35380-VI | 2F OM3 DUP SJ R VI |  | 2000 | 714.34
002T51-35380-WH | 2F OM3 DUP SJ R WH |  | 2000 | 714.34
002T51-35390-BK | 2F OM4 DUP SJ R BK |  | 2000 | 893.3
002T51-35390-RD | 2F OM4 DUP SJ R RD |  | 2000 | 893.3
002T51-35490-VI | 2F OM4 DUP SJ R VI |  | 2000 | 940.06
002T58-31131-24 | 2F OM2 DUP SJ P |  | 2000 | 541.68
002T58-31131-B7 | 2F OM2 DUP SJ P RIAB |  | 3500 | 556.68
002T58-31180-24 | 2F OM3 DUP SJ P |  | 2000 | 769.8
002T58-31190-B2 | 2F OM4 DUP SJ P RIAB |  | 2000 | 936.32
002T58-31331-24 | 2F OM2 DUP SJ P |  | 2000 | 526.76
002T58-31380-B1 | 2F OM3 DUP SJ P RIAB |  | 2000 | 859.94
002T58-31380-B2 | 2F OM3 DUP SJ P RIAB |  | 2000 | 807.4
002T58-31380-B4 | 2F OM3 DUP SJ P RIAB |  | 2000 | 781.14
002Z48-25V31MWH | ACTIFI COMP 2F P ULTRA 2X18AWG CL3 WHITE |  | 1182 | 1174.88
001EB1-14701DF0 | 5000FT FO CBL 1F 4030 ROC DROP TON W/FAT |  | 5000 | 251.66
002EB1-14101AB8 | 2500FT FO CABLE 2F 4030 SSTDROP TONEABLE |  | 1313 | 309.14
002EB4-14101AB8 | 2500FT FO CABLE 2F 4030 SST DROP NON-ARM |  | 1313 | 278.64
002EB1-14101AB0 | 5000FT FO CABLE 2F 4030 SSTDROP TONEABLE |  | 1313 | 295.88
012EB4-14101AB0 | 5000FT FO CBL 12F 4030 SSTDROP NON-ARM |  | 5000 | 416.2
001EB4-14701DF0 | 5000FT FO CABLE 1F 4030 ROC DROP W/FAT |  | 1312 | 225.9
024ZB1-14101A20 | FO CBL 24F ULTRA 4030 SST DROP TONEABLE |  | 1312 | 721.14
006ZT8-65Y01MRS | ACTIFI COMP P 6F ULTRA 6X16AWG CL3 ROSE |  | 1182 | 3698.78
012ZMP-T4101D20 | FO CBL 12F ULTRA 4030 MX PL MICROCABLE |  | 1312 | 1044.74
001E31-31131-24 | 1F SSM SMPLX SJ R |  | 2000 | 128.08
001E31-31331-24 | 1F SSM SMPLX SJ R |  | 2000 | 116.94
001E38-31131-29 | 1F SSM SMPLX SJ P |  | 2000 | 185.72
001E41-31131-29 | 1F SSM 900UM |  | 2000 | 76.86
001E41-31131-BL | 1F SSM 900UM BL |  | 2000 | 76.86
001E41-31131-YL | 1F SSM 900UM YL |  | 2000 | 76.86
001EB1-14100A20 | 1F SSM DROP TONE |  | 1312 | 243.16
012ZT8-M1V01M20 | ACTIFI COMP P 12F ULTRA 12X18AWG CL3 |  | 1182 | 5178.52
024ZT8-41V01M20 | ACTIFI COMP P 24F ULTRA 4X18AWG CL3 |  | 1182 | 2119.24
002ZT8-21V01MA3 | ACTIFI ARM COMP 2F P ULTRA 2X18AWG CL3 |  | 1182 | 2926.14
006ZT8-41V01MA3 | ACTIFI ARM COMP 6F P ULTRA 4X18AWG CL3 |  | 1182 | 3316.24
002ZTF-21Y01MB2 | 1KFT BX ACTIFI I/O 2 R ULTRA 2X16AWG CL3 |  | 1182 | 1428.6
006ZT8-65Y01MWH | ACTIFI COMP P 6F ULTRA 6X16AWG CL3 WH |  | 1182 | 3709.28
Y56ZQZ-14001R20 | FO CABLE 3456F ULTRA ROCKETRIB LSZH |  | 2000 | 101595.78
H28ZQZ-14001R20 | FO CABLE 1728F ULTRA ROCKETRIB LSZH |  | 1312 | 78150.6
024ZD8-M5X01MVI | ACTIFI COMP P 24F ULTRA 12X14AWG CL3 VI |  | 1182 | 10265.42
H28ZQZ-13001R20 | FO CABLE 1728F ULTRA ROCKETRIB LSZH |  | 2000 | 78150.6
001Z48-21V31M29 | ACTIFI COMPOSITE 1F P ULTRA 2X18AWG CL3 |  | 1182 | 958.62
864ZQ4-14701S53 | 864F ROCKET RB DIE SM 250 |  | 3000 | 12892.52
H28ZQZ-18001RYL | FO CABLE 1728F ULTRA ROCKETRIB LSZH YL |  | 2000 | 78150.6
002TDF-21W80M20 | ACTIFI COMP FRDM R 2F OM3 2X12AWG CL3 |  | 1182 | 3191.04
008ZDF-42W01M20 | ACTIFI COMP FRDM R 8F ULTRA 4X12AWG CL3 |  | 1182 | 4819.96
002Z48-25V31MSL | ACTIFI COMP 2F P ULTRA 2X18AWG CL3 SLATE |  | 1182 | 1174.88
001EB1-14101A20 | 1F SSM DROP TONE |  | 1312 | 236.06
001U31-31331-B4 | 1F ZBL SMPLX SJ R RIAB |  | 2000 | 240.94
001UB1-14101-F9 | 1F ZBL DROP TONE I/O TB |  | 1312 | 400.92
001UB4-13101-F9 | 1F ZBL DROP SJ I/O TB |  | 1312 | 384.86
001UB4-14101-F9 | 1F ZBL DROP SJ I/O TB |  | 1312 | 384.86
001UB4-14701-F9 | 1F ZBL DROP SJ I/O TB FAT |  | 1312 | 396.42
001Z31-31131-24 | 1F SMU SMPLX SJ R |  | 2000 | 132.9
001Z31-31431-24 | 1F SMU SMPLX SJ R |  | 2000 | 129.18
001Z41-31131-29 | 1F SMU 900UM |  | 2000 | 83.26
001ZB4-14101A20 | 1F SMU DROP SJ |  | 1312 | 236.06
001ZB4-14122A20 | 1F SMU DROP SJ |  | 1312 | 236.06
001ZB4-14701DF9 | 1F SMU ROC SJ FAT FREE |  | 2000 | 228.98
002E51-31131-24 | 2F SSM DUP SJ R |  | 2000 | 233.86
002E51-31131-B3 | 2F SSM DUP SJ R RIAB |  | 3000 | 268.88
002E51-31131-B7 | 2F SSM DUP SJ R RIAB |  | 3500 | 248.86
002E51-31331-24 | 2F SSM DUP SJ R |  | 2000 | 226.82
002E51-31331-B4 | 2F SSM DUP SJ R RIAB |  | 2000 | 253.08
002E51-31331-B7 | 2F SSM DUP SJ R RIAB |  | 3500 | 241.82
002E51-31431-B4 | 2F SSM DUP SJ R RIAB |  | 2000 | 299.84
002E58-31131-24 | 2F SSM DUP SJ P |  | 2000 | 343.64
002E58-31331-24 | 2F SSM DUP SJ P |  | 2000 | 328.72
002E58-31331-B2 | 2F SSM DUP SJ P RIAB |  | 2000 | 381.26
002E58-31331-B4 | 2F SSM DUP SJ P RIAB |  | 2000 | 355
002E58-31431-24 | 2F SSM DUP SJ P |  | 2000 | 377.86
002E58-35131-GR | 2F SSM DUP SJ P GR |  | 2000 | 417.16
002E58-35131-RD | 2F SSM DUP SJ P RD |  | 2000 | 417.16
002E58-35331-GR | 2F SSM DUP SJ P GR |  | 2000 | 402.26
002E58-35331-OR | 2F SSM DUP SJ P OR |  | 2000 | 402.26
001U31-31131-24 | 1F ZBL SMPLX SJ R |  | 2000 | 225.84
001EB1-14701DF2 | 1F SSM ROC TONE FAT FREE RIAB |  | 2000 | 285.66
001EB4-14100A20 | 1F SSM DROP SJ |  | 1312 | 217.1
001EB4-14101A20 | 1F SSM DROP SJ |  | 1312 | 210.78
001EB4-14701DF9 | 1F SSM ROC SJ FAT FREE |  | 2000 | 204.44
001K31-31130-24 | 1F OM1 SMPLX SJ R |  | 2000 | 375.04
001K31-31330-24 | 1F OM1 SMPLX SJ R |  | 2000 | 363.88
001K38-31430-29 | 1F OM1 SMPLX SJ P |  | 2000 | 450.82
001T31-31131-24 | 1F OM2 SMPLX SJ R |  | 2000 | 214.88
001T31-31331-24 | 1F OM2 SMPLX SJ R |  | 2000 | 203.72
001T38-31190-29 | 1F OM4 SMPLX SJ P |  | 2000 | 505.74
001T38-35190-YL | 1F OM4 SMPLX SJ P YL |  | 2000 | 537.42
001T41-31131-29 | 1F OM2 900UM |  | 2000 | 129.96
001U21-31131-29 | 1F ZBL MDU SJ R |  | 2000 | 267.56
001U21-31131-B3 | 1F ZBL MDU SJ R RIAB |  | 3000 | 308.88
001U21-31531-B2 | 1F ZBL MDU SJ R RIAB |  | 2000 | 393.84
001U28-31131-29 | 1F ZBL MDU SJ P |  | 2000 | 373.88
001U28-31131-B2 | 1F ZBL MDU SJ P RIAB |  | 2000 | 435.86
001U28-31131-B3 | 1F ZBL MDU SJ P RIAB |  | 3000 | 415.2
001U28-31531-B2 | 1F ZBL MDU SJ P RIAB |  | 2000 | 500.68
001U28-31531-B3 | 1F ZBL MDU SJ P RIAB |  | 3000 | 480
001U2F-31131-B2 | 1F ZBL MDU SJ I/O R RIAB |  | 2000 | 365.52
001U2F-31131-B3 | 1F ZBL MDU SJ I/O R RIAB |  | 3000 | 344.86
001U2F-31531-29 | 1F ZBL MDU SJ I/O R |  | 2000 | 368
001U2F-31531-B2 | 1F ZBL MDU SJ I/O R RIAB |  | 2000 | 429.98
001U2F-31531-B3 | 1F ZBL MDU SJ I/O R RIAB |  | 3000 | 409.32
001U2F-31531-B4 | 1F ZBL MDU SJ I/O R RIAB |  | 2000 | 398.98
001U2F-32131-B2 | 1F ZBL MDU SJ I/O R RIAB |  | 2000 | 365.52
002T71-35380-VI | 2F OM3 DFX SJ R VI |  | 2000 | 715.56
004ZUC-T4122D20 | 4F SMU OSPLT SJSA FREE |  | 5000 | 567.12
006E81-31131-24 | 6F SSM MIC SJ R |  | 1312 | 395.56
006E81-31131-A1 | 6F SSM MIC DJIA R |  | 1312 | 1535.52
006E81-32131-A1 | 6F SSM MIC DJIA R |  | 1312 | 1535.52
006E81-35131-WH | 6F SSM MIC SJ R WH |  | 2000 | 553.6
006E88-31131-29 | 6F SSM MIC SJ P |  | 1312 | 439.52
006E88-31131-A3 | 6F SSM MIC DJIA P |  | 1312 | 1579.48
006E88-32131-29 | 6F SSM MIC SJ P |  | 1312 | 439.52
006E88-32131-A3 | 6F SSM MIC DJIA P |  | 1312 | 1579.48
006E88-35131-AG | 6F SSM MIC DJIA P GR |  | 2000 | 1737.5
006E88-35131-GR | 6F SSM MIC SJ P GR |  | 2000 | 597.54
006E8F-31131-29 | 6F SSM MIC SJ I/O R |  | 1312 | 581.26
006E8F-31131-A1 | 6F SSM MIC DJIA I/O R |  | 1312 | 1721.22
006E8F-35131-AR | 6F SSM MIC DJIA I/O R RD |  | 2000 | 1879.24
006E8P-31131-29 | 6F SSM MIC SJ I/O P |  | 1312 | 874.4
006E8P-31131-A3 | 6F SSM MIC DJIA I/O P |  | 1312 | 2014.36
006E8P-35131-AR | 6F SSM MIC DJIA I/O P RD |  | 2000 | 2172.4
006E8P-35131-AY | 6F SSM MIC DJIA I/O P YL |  | 2000 | 2172.4
006EB1-14100A20 | 6F SSM DROP TONE |  | 1312 | 348.76
006EB1-14101A20 | 6F SSM DROP TONE |  | 1312 | 338.6
006EB4-13101A20 | 6F SSM DROP SJ |  | 1312 | 302.32
006EB4-14100A20 | 6F SSM DROP SJ |  | 1312 | 311.38
006EB4-14101A20 | 6F SSM DROP SJ |  | 1312 | 302.32
006EBZ-14101A20 | 6F SSM DROP SJ LSZH |  | 1312 | 719.44
006ENA-T4S00A20 | 6F SSM ADSS SJ |  | 7000 | 921.66
006ESF-T4101D20 | 6F SSM LST SJ I/O R FREE |  | 1312 | 498.14
006ESF-T4101DA1 | 6F SSM LST DJIA I/O R FREE |  | 1312 | 2532.12
004ZB4-14101A20 | 4F SMU DROP SJ |  | 1312 | 282.48
004T88-35180-OR | 4F OM3 MIC SJ P OR |  | 2000 | 1133.92
004T88-35180-RD | 4F OM3 MIC SJ P RD |  | 2000 | 1133.92
004T88-35180-RS | 4F OM3 MIC SJ P RS |  | 2000 | 1133.92
004T88-35180-SL | 4F OM3 MIC SJ P SL |  | 2000 | 1133.92
004T88-35180-VI | 4F OM3 MIC SJ P VI |  | 2000 | 1133.92
004T88-35180-WH | 4F OM3 MIC SJ P WH |  | 2000 | 1133.92
004T88-35180-YL | 4F OM3 MIC SJ P YL |  | 2000 | 1133.92
004T88-35190-AG | 4F OM4 MIC DJIA P GR |  | 2000 | 2683.06
004T88-35190-BK | 4F OM4 MIC SJ P BK |  | 2000 | 1543.12
004T88-35190-BL | 4F OM4 MIC SJ P BL |  | 2000 | 1543.12
004T88-35190-GR | 4F OM4 MIC SJ P GR |  | 2000 | 1543.12
004T88-35190-OR | 4F OM4 MIC SJ P OR |  | 2000 | 1543.12
004T88-35190-RD | 4F OM4 MIC SJ P RD |  | 2000 | 1543.12
004T88-35190-SL | 4F OM4 MIC SJ P SL |  | 2000 | 1543.12
004T88-35190-VI | 4F OM4 MIC SJ P VI |  | 2000 | 1543.12
004T88-35190-YL | 4F OM4 MIC SJ P YL |  | 2000 | 1543.12
004T88-35191-GR | 4F OM4+ MIC SJ P GR |  | 2000 | 1759.78
004T8P-31180-29 | 4F OM3 MIC SJ I/O P |  | 2000 | 1708.34
004T8P-31190-29 | 4F OM4 MIC SJ I/O P |  | 2000 | 2281.22
004T8P-35131-OR | 4F OM2 MIC SJ I/O P OR |  | 2000 | 1638.88
004TSF-T4180DA1 | 4F OM3 LST DJIA I/O R FREE |  | 1312 | 3266.44
004TUF-T8180DOR | 4F OM3 LT SJ I/O R OR FREE |  | 2000 | 2921.76
004TUZ-T4190D2N | 4F OM4 LT SJ LSZH FREE |  | 2000 | 3623.6
004TUZ-T8131DZO | 4F OM2 LT DJIA LSZH OR FREE |  | 2000 | 7416.1
004U88-31131-29 | 4F ZBL MIC SJ P |  | 2000 | 784.54
004Z88-31131-29 | 4F SMU MIC SJ P |  | 2000 | 450.88
004Z88-35131-GR | 4F SMU MIC SJ P GR |  | 2000 | 549.62
006ESP-T4101D20 | 6F SSM LT SJ I/O P FREE |  | 2000 | 1864.58
006EUZ-T8101DZY | 6F SSM LT DJIA LSZH YL FREE |  | 2000 | 5259.12
006K61-31330-24 | 6F OM1 BRK SJ R |  | 13124 | 2423.82
006K81-31130-24 | 6F OM1 MIC SJ R |  | 1312 | 1353.56
006K81-31130-A1 | 6F OM1 MIC DJIA R |  | 1312 | 2721.52
006K81-35130-RD | 6F OM1 MIC SJ R RD |  | 2000 | 1511.6
006K88-31130-29 | 6F OM1 MIC SJ P |  | 1312 | 1503.96
006K88-31130-A3 | 6F OM1 MIC DJIA P |  | 1312 | 2871.9
006K88-35130-AR | 6F OM1 MIC DJIA P RD |  | 2000 | 3029.94
006K8F-31130-29 | 6F OM1 MIC SJ I/O R |  | 1312 | 1729.56
006K8F-31130-A1 | 6F OM1 MIC DJIA I/O R |  | 1312 | 3097.5
006K8F-35130-AO | 6F OM1 MIC DJIA I/O R OR |  | 2000 | 3255.54
006K8F-35130-OR | 6F OM1 MIC SJ I/O R OR |  | 2000 | 1887.58
006K8F-35130-RD | 6F OM1 MIC SJ I/O R RD |  | 2000 | 1887.58
006K8P-31130-29 | 6F OM1 MIC SJ I/O P |  | 1312 | 2416.44
006K8P-31130-A3 | 6F OM1 MIC DJIA I/O P |  | 1312 | 3784.38
006K8P-35130-AO | 6F OM1 MIC DJIA I/O P OR |  | 2000 | 3942.42
006K8P-35130-OR | 6F OM1 MIC SJ I/O P OR |  | 2000 | 2574.46
006KSF-T4130D20 | 6F OM1 LST SJ I/O R FREE |  | 1312 | 1927.54
006KSF-T4130DA1 | 6F OM1 LST DJIA I/O R FREE |  | 1312 | 4925.98
006KSF-T8130DAO | 6F OM1 LST DJIA I/O R OR FREE |  | 2000 | 5246.2
006KSF-T8130DOR | 6F OM1 LST SJ I/O R OR FREE |  | 2000 | 2247.78
006KSF-T8130DRD | 6F OM1 LST SJ I/O R RD FREE |  | 2000 | 2247.78
006KSP-T4130D20 | 6F OM1 LT SJ I/O P FREE |  | 2000 | 4149.96
006KU4-T4130D20 | 6F OM1 OSPLT SJ FREE |  | 5000 | 2090.72
006KU4-T4730D20 | 6F OM1 OSPLT SJ FAT FREE |  | 5000 | 2090.72
006KUA-T4130D20 | 6F OM1 OSPLT FIG8 FREE |  | 8500 | 2000.28
006KUC-T4130D20 | 6F OM1 OSPLT SJSA FREE |  | 5000 | 2205.54
006EUZ-T8101DVY | 6F SSM LT DJIA LSZH YL FREE |  | 2000 | 5607.12
006ESP-T4101DA3 | 6F SSM LT DJIA I/O P FREE |  | 2000 | 5315.76
006EU4-T4100D20 | 6F SSM OSPLT SJ FREE |  | 5000 | 417.54
006EU4-T4100D53 | 6F SSM OSPLT SJ FREE |  | 5000 | 417.54
006EU4-T4101D20 | 6F SSM OSPLT SJ FREE |  | 5000 | 417.54
006EU4-T4700D20 | 6F SSM OSPLT SJ FAT FREE |  | 5000 | 417.54
006EU4-T4701D20 | 6F SSM OSPLT SJ FAT FREE |  | 5000 | 417.54
006EU5-T3101D20 | 6F SSM OSPLT DJSA FREE |  | 5000 | 852.02
006EU5-T4100D20 | 6F SSM OSPLT DJSA FREE |  | 5000 | 852.02
006EU5-T4101D20 | 6F SSM OSPLT DJSA FREE |  | 5000 | 852.02
006EUA-T4100D20 | 6F SSM OSPLT FIG8 FREE |  | 8500 | 1264.8
006EUA-T4101D20 | 6F SSM OSPLT FIG8 FREE |  | 8500 | 1264.8
006EUC-T4100D20 | 6F SSM OSPLT SJSA FREE |  | 5000 | 559.84
006EUC-T4101D20 | 6F SSM OSPLT SJSA FREE |  | 5000 | 559.84
006EUC-T4101F20 | 6F SSM OSPLT SJSA FREE |  | 5000 | 618.26
006EUE-T4101D20 | 6F SSM OSPLT DJ FREE |  | 5000 | 662.98
006EUF-T4101DA1 | 6F SSM LT DJIA I/O R FREE |  | 2000 | 3880
006EUL-T3601D2M | 6F SSM LT DJ LSZH FREE |  | 2000 | 3231.32
006EUL-T4601D2N | 6F SSM LT DJ LSZH FREE |  | 2000 | 3120.46
006EUL-T4601DFN | 6F SSM LT DJF LSZH FREE |  | 2000 | 4489.72
006EUL-T7601DMY | 6F SSM LT DJ LSZH YL FREE |  | 2000 | 3551.54
006EUV-T4101D20 | 6F SSM LT DJSA LSZH FREE |  | 2000 | 2933.1
006EUV-T4101D2N | 6F SSM LT DJSA LSZH FREE |  | 2000 | 3117.7
006EUZ-T4100D20 | 6F SSM LT SJ LSZH FREE |  | 2000 | 1670.7
006EUZ-T4101D2N | 6F SSM LT SJ LSZH FREE |  | 2000 | 1648.84
006EUZ-T4101DAN | 6F SSM LT DJIA LSZH FREE |  | 2000 | 5286.9
006EUZ-T4101DAZ | 6F SSM LT DJIA LSZH FREE |  | 2000 | 4938.9
006EUZ-T8101DNY | 6F SSM LT SJ LSZH YL FREE |  | 2000 | 1969.06
002T88-35190-RD | 2F OM4 MIC SJ P RD |  | 2000 | 1519.78
002T88-35190-VI | 2F OM4 MIC SJ P VI |  | 2000 | 1519.78
002T88-35190-YL | 2F OM4 MIC SJ P YL |  | 2000 | 1519.78
002T8F-31131-29 | 2F OM2 MIC SJ I/O R |  | 2000 | 974
002T8F-31180-29 | 2F OM3 MIC SJ I/O R |  | 2000 | 1162.9
002T8F-31190-29 | 2F OM4 MIC SJ I/O R |  | 2000 | 1634.2
002T8F-31191-29 | 2F OM4+ MIC SJ I/O R |  | 2000 | 1879.34
002T8F-35180-RD | 2F OM3 MIC SJ I/O R RD |  | 2000 | 1261.62
002T8P-31180-29 | 2F OM3 MIC SJ I/O P |  | 2000 | 1674.78
002T8P-31190-29 | 2F OM4 MIC SJ I/O P |  | 2000 | 2248.54
002T8P-31190-A3 | 2F OM4 MIC DJIA I/O P |  | 2000 | 3388.5
002TSF-T4180D20 | 2F OM3 LST SJ I/O R FREE |  | 1312 | 1050.32
002TSF-T4180DA1 | 2F OM3 LST DJIA I/O R FREE |  | 1312 | 2748.48
002TSF-T4190D20 | 2F OM4 LST SJ I/O R FREE |  | 1312 | 1213.5
002U2F-31531-29 | 2F ZBL MDU SJ I/O R |  | 2000 | 388.02
002U2F-31531-B2 | 2F ZBL MDU SJ I/O R RIAB |  | 2000 | 450.02
002U2F-31531-B3 | 2F ZBL MDU SJ I/O R RIAB |  | 3000 | 429.36
002U2F-32531-29 | 2F ZBL MDU SJ I/O R |  | 2000 | 388.02
002U51-31331-24 | 2F ZBL DUP SJ R |  | 2000 | 270.8
002U51-31331-B4 | 2F ZBL DUP SJ R RIAB |  | 2000 | 297.06
002U51-31331-B7 | 2F ZBL DUP SJ R RIAB |  | 3500 | 285.8
002U58-31331-24 | 2F ZBL DUP SJ P |  | 2000 | 352.28
002U78-31331-29 | 2F ZBL DFX SJ P |  | 2000 | 497.94
002U81-32131-24 | 2F ZBL MIC SJ R |  | 2000 | 634.52
002UB1-14101-F9 | 2F ZBL DROP TONE I/O TB |  | 1312 | 558.7
002UB4-13101-F9 | 2F ZBL DROP SJ I/O TB |  | 1312 | 501.52
002UB4-14701-F9 | 2F ZBL DROP SJ I/O TB FAT |  | 1312 | 516.58
002T88-35190-OR | 2F OM4 MIC SJ P OR |  | 2000 | 1519.78
002T71-35380-YL | 2F OM3 DFX SJ R YL |  | 2000 | 715.56
002T78-35380-OR | 2F OM3 DFX SJ P OR |  | 2000 | 878.7
002T78-35380-RD | 2F OM3 DFX SJ P RD |  | 2000 | 878.7
002T78-35380-VI | 2F OM3 DFX SJ P VI |  | 2000 | 878.7
002T81-31180-24 | 2F OM3 MIC SJ R |  | 2000 | 910.1
002T81-35180-GR | 2F OM3 MIC SJ R GR |  | 2000 | 1008.82
002T81-35180-RD | 2F OM3 MIC SJ R RD |  | 2000 | 1008.82
002T81-35180-VI | 2F OM3 MIC SJ R VI |  | 2000 | 1008.82
002T88-31131-29 | 2F OM2 MIC SJ P |  | 2000 | 846.96
002T88-31180-29 | 2F OM3 MIC SJ P |  | 2000 | 1011.22
002T88-31190-29 | 2F OM4 MIC SJ P |  | 2000 | 1421.04
002T88-31190-A3 | 2F OM4 MIC DJIA P |  | 2000 | 2561
002T88-35180-BK | 2F OM3 MIC SJ P BK |  | 2000 | 1109.94
002T88-35180-BL | 2F OM3 MIC SJ P BL |  | 2000 | 1109.94
002T88-35180-BR | 2F OM3 MIC SJ P BR |  | 2000 | 1109.94
002T88-35180-GR | 2F OM3 MIC SJ P GR |  | 2000 | 1109.94
002T88-35180-OR | 2F OM3 MIC SJ P OR |  | 2000 | 1109.94
002T88-35180-RD | 2F OM3 MIC SJ P RD |  | 2000 | 1109.94
002T88-35180-RS | 2F OM3 MIC SJ P RS |  | 2000 | 1109.94
002T88-35180-SL | 2F OM3 MIC SJ P SL |  | 2000 | 1109.94
002T88-35180-VI | 2F OM3 MIC SJ P VI |  | 2000 | 1109.94
002T88-35180-WH | 2F OM3 MIC SJ P WH |  | 2000 | 1109.94
002T88-35180-YL | 2F OM3 MIC SJ P YL |  | 2000 | 1109.94
002T88-35190-BK | 2F OM4 MIC SJ P BK |  | 2000 | 1519.78
002T88-35190-BL | 2F OM4 MIC SJ P BL |  | 2000 | 1519.78
002T88-35190-BR | 2F OM4 MIC SJ P BR |  | 2000 | 1519.78
002T88-35190-GR | 2F OM4 MIC SJ P GR |  | 2000 | 1519.78
002Z58-31331-24 | 2F SMU DUP SJ P |  | 2000 | 339.7
004EUZ-T4101D20 | 4F SSM LT SJ LSZH FREE |  | 2000 | 1550.18
004K6F-31330-29 | 4F OM1 BRK SJ I/O R |  | 13124 | 1831.96
004K81-31130-24 | 4F OM1 MIC SJ R |  | 2000 | 1325.42
004K81-35130-AR | 4F OM1 MIC DJIA R RD |  | 2000 | 2792.08
004K81-35130-RD | 4F OM1 MIC SJ R RD |  | 2000 | 1424.14
004K88-31130-29 | 4F OM1 MIC SJ P |  | 2000 | 1472.68
004K88-35130-RD | 4F OM1 MIC SJ P RD |  | 2000 | 1571.42
004K88-35130-VI | 4F OM1 MIC SJ P VI |  | 2000 | 1571.42
004K8F-31130-29 | 4F OM1 MIC SJ I/O R |  | 2000 | 1693.6
004K8F-31130-A1 | 4F OM1 MIC DJIA I/O R |  | 2000 | 3061.54
004K8P-35130-GR | 4F OM1 MIC SJ I/O P GR |  | 2000 | 2471.4
004K8P-35130-OR | 4F OM1 MIC SJ I/O P OR |  | 2000 | 2471.4
004K8P-35130-RD | 4F OM1 MIC SJ I/O P RD |  | 2000 | 2471.4
004KSF-T4130D20 | 4F OM1 LST SJ I/O R FREE |  | 1312 | 1489.02
004KUK-T4630D20 | 4F OM1 LT DJ LSZH R FREE |  | 2000 | 5740.64
004T81-31180-24 | 4F OM3 MIC SJ R |  | 2000 | 931.66
004T81-31180-A1 | 4F OM3 MIC DJIA R |  | 2000 | 2071.6
004T81-31190-24 | 4F OM4 MIC SJ R |  | 2000 | 1299.94
004T81-35180-RD | 4F OM3 MIC SJ R RD |  | 2000 | 1030.4
004T88-31131-29 | 4F OM2 MIC SJ P |  | 2000 | 868.78
004T88-31180-29 | 4F OM3 MIC SJ P |  | 2000 | 1035.18
004T88-31190-29 | 4F OM4 MIC SJ P |  | 2000 | 1444.38
004T88-35131-BL | 4F OM2 MIC SJ P BL |  | 2000 | 967.52
004T88-35131-RD | 4F OM2 MIC SJ P RD |  | 2000 | 967.52
004T88-35180-AR | 4F OM3 MIC DJIA P RD |  | 2000 | 2273.86
004T88-35180-BK | 4F OM3 MIC SJ P BK |  | 2000 | 1133.92
004T88-35180-GR | 4F OM3 MIC SJ P GR |  | 2000 | 1133.92
004EUF-T4101DA1 | 4F SSM LT DJIA I/O R FREE |  | 2000 | 3880
002Z58-31431-24 | 2F SMU DUP SJ P |  | 2000 | 388.84
002Z88-31131-29 | 2F SMU MIC SJ P |  | 2000 | 405.18
002Z88-35131-WH | 2F SMU MIC SJ P WH |  | 2000 | 503.92
002ZB1-14122A20 | 2F SMU DROP TONE |  | 1312 | 303.64
002ZB4-14101A20 | 2F SMU DROP SJ |  | 1312 | 271.1
002ZB4-14122A20 | 2F SMU DROP SJ |  | 1312 | 271.1
002ZSF-T4101D20 | 2F SMU LST SJ I/O R FREE |  | 1312 | 480.96
002ZUZ-T4101D2N | 2F SMU LT SJ LSZH FREE |  | 2000 | 1681.34
004E61-31131-24 | 4F SSM BRK SJ R |  | 13124 | 981.42
004E6F-31331-29 | 4F SSM BRK SJ I/O R |  | 13124 | 947.26
004E81-31131-24 | 4F SSM MIC SJ R |  | 2000 | 386.46
004E88-31131-29 | 4F SSM MIC SJ P |  | 2000 | 429.42
004E88-31131-A3 | 4F SSM MIC DJIA P |  | 2000 | 1569.36
004E88-35131-GR | 4F SSM MIC SJ P GR |  | 2000 | 528.14
004E88-35131-RD | 4F SSM MIC SJ P RD |  | 2000 | 528.14
004E8F-31131-29 | 4F SSM MIC SJ I/O R |  | 2000 | 493.82
004E8F-31131-A1 | 4F SSM MIC DJIA I/O R |  | 2000 | 1633.78
004E8P-31131-29 | 4F SSM MIC SJ I/O P |  | 2000 | 860.26
004EB1-14100A20 | 4F SSM DROP TONE |  | 1312 | 290.94
004EB1-14101A20 | 4F SSM DROP TONE |  | 1312 | 282.48
004EB4-14100A20 | 4F SSM DROP SJ |  | 1312 | 259.78
004EB4-14101A20 | 4F SSM DROP SJ |  | 1312 | 252.2
004ESF-T4101D20 | 4F SSM LST SJ I/O R FREE |  | 1312 | 486.24
004ESF-T8101DAY | 4F SSM LST DJIA I/O R YL FREE |  | 2000 | 2591.58
004EU4-T4701D20 | 4F SSM OSPLT SJ FAT FREE |  | 5000 | 417.54
004EU5-T4100D20 | 4F SSM OSPLT DJSA FREE |  | 5000 | 852.02
004EUC-T4100D20 | 4F SSM OSPLT SJSA FREE |  | 5000 | 559.84
004T88-31180-B2 | 1000FT RIB MIC P 04 OM3 28/10 |  | 2000 | 1090.18
004T88-31180-B1 | 500FT RIB MIC P 04 OM3 28/10 |  | 1500 | 1145.18
004T81-31180-B3 | 1500FT RIB MIC R 04 OM3 28/10 |  | 1500 | 968.34
004T88-31180-B3 | 1500FT RIB MIC P 04 OM3 28/10 150/50 |  | 1500 | 1071.84
004T88-31190-B3 | 1500FT RIB MIC P 04 OM4 28/10 150/50 |  | 1500 | 1481.06
004K88-31130-B2 | 1000FT RIB MIC P 04 62.5 34/10 20/50 |  | 2000 | 1538.68
002T88-31180-B3 | 1500FT RIB MIC P 02 OM3 28/10 |  | 1500 | 1047.88
002T88-31180-B2 | 1000FT RIB MIC P 02 OM3 28/10 150/50 |  | 2000 | 1066.22
002E88-31131-B3 | 1500FT RIB MIC P 2F SME 40/40 |  | 1500 | 422.56
002E88-31131-B2 | 1000FT RIB MIC P 2F SME 40/40 |  | 2000 | 440.9
002T88-31180-B4 | 2000FT RIB MIC P 02 OM3 28/10 150/50 |  | 2000 | 1038.72
012TD8-31280-20 | DCC MIC P 12 OM3 30/10 150/50 3.0MM |  | 13124 | 1920.92
012TD8-31290-20 | DCC MIC P 12 OM4 30/10 150/50 3.0MM |  | 13124 | 3635.7
024X81-A9728-24 | MIC R 12(SME) & 12(OM3) AQUA JKT |  | 3000 | 3428.94
012EUV-CL907F2N | FO CABLE 12F 4030 GRP 1ARMOR LSZH |  | 2000 | 4123.04
048EUZ-CL033F2M | FO CABLE 48F 4030 GRP NON-ARM LSZH GF |  | 2000 | 3997.12
048EUL-CL036F2M | FO CABLE 48F 4030 GRP NON-ARM LSZH 2JKT |  | 2000 | 6268.22
096EUV-CK964F2N | FO CABLE 96F 4030 GRP 1ARMOR LSZH BLUE |  | 2000 | 9175.18
096EUZ-CL034F2M | 96F LSZHLT GF MSHA SM 4030 12F/T FT NSTD |  | 2000 | 5939.82
012KUV-CL236F2N | FO CABLE 12F 62.5 GRP 1ARMOR LSZH |  | 2000 | 8503.4
024EUZ-CL032F2M | FO CABLE 24F 4030 GRP NON-ARM LSZH GF |  | 2000 | 2900.34
048EUV-CK962F2N | FO CABLE 48F 4030 GRP 1ARMOR LSZH BLUE |  | 2000 | 5915.56
001EB4-13700DF9 | FO CABLE 1F 3525 ROC DROP NON-ARM GF |  | 2002 | 221.12
002T68-D0419-BB | FAN P 02 OM4 28/10 2.0MM SUBUNITS |  | 13124 | 1294.06
012TUL-CP730F2M | FO CABLE 12F OM4 GRP NON-ARM LSZH 2JKT |  | 2000 | 9572.66
001EB4-CN814DF9 | 1600FT RIB FO CABLE 1F 4030 ROC DROP |  | 6562 | 252.94
001EB4-14700DF9 | FO CABLE 1F 3525 ROC DROP NON-ARM GF |  | 2000 | 221.12
024X88-A9036-A3 | AMC INT/ARM MIC P (12)SME & (12)62.5 |  | 3000 | 5956.86
072XU4-AS768D20 | FO CABLE 72F GRP NON-ARM HYBRID GF |  | 5000 | 4711.1
024X88-A9717-A3 | AMC INT/ARM MIC P (12)SME & (12)OM3 AQUA |  | 3000 | 6116.36
048ZCF-14101D31 | FO CABLE 48F ULTRA NON-ARM FREEDM RST R |  | 1312 | 5164.14
216ZCF-14101D31 | FO CABLE 216F 4030 NON-ARM FRDM RIBBON |  | 1312 | 14789.36
002UDF-21W01M20 | ACTIFI COMP FRDM R 2F ZBL 2X12AWG CL3 |  | 1182 | 3010.42
012UDF-21W01MA1 | ACTIFI ARM FRDM R 12F ZBL 2X12AWG CL3 |  | 1182 | 5016.08
004ZBA-14101A20 | FO CABLE 4F ULTRA 4030 DROP ADSS |  | 2000 | 482.5
004ZTF-61Y01M20 | ACTIFI COMP FRDM R 4F ULTRA 6X16AWG CL3 |  | 1182 | 3251.42
012ZDF-61W01M20 | ACTIFI COMP FRDM R 12 ULTRA 6X12AWG CL3 |  | 1182 | 6994.6
002ZD8-21X01M20 | ACTIFI COMP P 2F ULTRA 2X14AWG CL3 |  | 1182 | 1966.38
006ZDF-41W01MA1 | ACTIFI ARM FRDM R 6F ULTRA 4X12AWG CL3 |  | 1182 | 5923.5
006UT8-61Y01M20 | ACTIFI COMP P 6F ZBL 6X16AWG CL3 |  | 1182 | 3248.76
012UT8-M1Y01M20 | ACTIFI COMP P 12F ZBL 12X16AWG CL3 |  | 1182 | 6340.2
002Z48-21Z31MB2 | 1000FT BOX ACTIFI 2F P ULTRA 2X20AWG CL3 |  | 2000 | 975.9
004UT8-41Y01M20 | ACTIFI COMP P 4F ZBL 4X16AWG CL3 |  | 1182 | 2206.44
006UD8-21X01M20 | ACTIFI COMP P 6F ZBL 2X14AWG CL3 |  | 1182 | 1986.7
006UD8-41X01M20 | ACTIFI COMP P 6F ZBL 4X14AWG CL3 |  | 1182 | 3067.52
006UD8-61X01M20 | ACTIFI COMP P 6F ZBL 6X14AWG CL3 |  | 1182 | 4370.02
006UT8-41Y01M20 | ACTIFI COMP P 6F ZBL 4X16AWG CL3 |  | 1182 | 2317.28
012UD8-61X01M20 | ACTIFI COMP P 12F ZBL 6X14AWG CL3 |  | 1182 | 4672.06
012UD8-M1X01M20 | ACTIFI COMP P 12F ZBL 12X14AWG CL3 |  | 1182 | 8579.56
012UD8-M1X01MA3 | ACTIFI ARM COMP P 12F ZBL 12X14AWG CL3 |  | 1182 | 9944.08
012UDF-21X01M20 | ACTIFI COMP FRDM R 12F ZBL 2X14AWG CL3 |  | 1182 | 2349.22
012UT8-41Y01MA3 | ACTIFI ARM COMP P 12F ZBL 4X16AWG CL3 |  | 1182 | 3859.24
012UT8-M1Y01MA3 | ACTIFI ARM COMP P 12F ZBL 12X16AWG CL3 |  | 1182 | 8076.86
024ZT8-M1Y01M20 | ACTIFI COMP P 24F ULTRA 12X16AWG CL3 |  | 1182 | 6312.98
004Z48-41V31MB2 | 1000FT BOX ACTIFI 4F P ULTRA 4X18AWG CL3 |  | 1182 | 1693.34
006UTF-CS240M20 | DAS COMP FRDM R 6F ZBL 2X16AWG CL3R |  | 1182 | 1741.32
002Z48-21V31M29 | ACTIFI COMPOSITE 2F P ULTRA 2X18AWG CL3 |  | 1182 | 1037.68
006Z48-41V31M29 | ACTIFI COMP 6F P ULTRA 4X18AWG CL3 |  | 1182 | 1778.1
006TSZ-T3180D2H | FO CABLE 6F OM3 NON ARM LST FRDM LSZH CE |  | 3281 | 944.78
024ZUC-T4122ASN | 24F ALTOS LT ARM FILL SM 250 |  | 5000 | 1186.88
004ZTF-21V01M20 | ACTIFI COMP FRDM R 4F ULTRA 2X18AWG CL3 |  | 1182 | 1388.06
002ZTF-21V01M20 | ACTIFI COMP FRDM R 2F ULTRA 2X18AWG CL3 |  | 1182 | 1374.74
004Z48-41V31M29 | ACTIFI COMPOSITE 4F P ULTRA 4X18AWG CL3 |  | 1182 | 1633.66
002Z48-21V31MB2 | 1000FT BOX ACTIFI 2F P ULTRA 2X18AWG CL3 |  | 1182 | 1106.3
004Z48-21V31M29 | ACTIFI COMPOSITE 4F P ULTRA 2X18AWG CL3 |  | 1182 | 1350.28
002ZTF-21V01MB2 | 1KFT BX ACTIFI I/O 2 R ULTRA 2X18AWG CL3 |  | 2000 | 1374.74
288ZV4-14700S53 | 288F ROCKET RB DIE SM 250 |  | 3000 | 4165.94
288ZV5-14700S53 | 288F ROCKET RB ARM SM 250 |  | 3000 | 4475.94
432ZV4-14700S53 | 432F ROCKET RB DIE SM 250 |  | 3000 | 6446.26
432ZV5-14700S53 | 432F ROCKET RB ARM SM 250 |  | 3000 | 6923.18
002Z48-21V31MA3 | ACTIFI ARM COMP 2F P ULTRA 2X18AWG CL3 |  | 1182 | 2544.8
002Z48-41V31MB2 | 1000FT BOX ACTIFI 2F P ULTRA 4X18AWG CL3 |  | 1182 | 1421.5
006ZT8-61V01M20 | ACTIFI COMP P 6F ULTRA 6X18AWG CL3 |  | 1182 | 2781.96
004UDF-CS079M20 | ACTIFI COMP FRDM R 4F ZBL 4X12AWG CL3 |  | 1182 | 4969.58
024ZD8-41W01M20 | ACTIFI COMP P 24F ULTRA 4X12AWG CL3 |  | 1182 | 4957.14
002Z68-21Y31MB2 | 1000FT BOX ACTIFI 2F P ULTRA 2X16AWG CL3 |  | 2000 | 1236.7
006ZDF-41W01M20 | ACTIFI COMP FRDM R 6F ULTRA 4X12AWG CL3 |  | 1182 | 4683.02
006ZD8-21X01M20 | ACTIFI COMP P 6F ULTRA 2X14AWG CL3 |  | 1182 | 2079.64
006ZT8-41Y01M20 | ACTIFI COMP P 6F ULTRA 4X16AWG CL3 |  | 1182 | 2151.96
004ZT8-21Y01M20 | ACTIFI COMP P 4F ULTRA 2X16AWG CL3 |  | 1182 | 1457.34
006ZT8-21Y01M20 | ACTIFI COMP P 6F ULTRA 2X16AWG CL3 |  | 1182 | 1527.02
004ZT8-41Y01M20 | ACTIFI COMP P 4F ULTRA 4X16AWG CL3 |  | 1182 | 2096.22
004ZT8-41Y01MA3 | ACTIFI ARM COMP P 4F ULTRA 4X16AWG CL3 |  | 1182 | 3336.7
006ZT8-41Y01MA3 | ACTIFI ARM COMP P 6F ULTRA 4X16AWG CL3 |  | 1182 | 3392.44
006ZD8-41X01MA3 | ACTIFI ARM COMP P 6F ULTRA 4X14AWG CL3 |  | 1182 | 4018.64
006ZD8-41X01M20 | ACTIFI COMP P 6F ULTRA 4X14AWG CL3 |  | 1182 | 2902.22
024ZD8-41X01M20 | ACTIFI COMP P 24F ULTRA 4X14AWG CL3 |  | 1182 | 3344.52
H28ZQ4-14101S53 | 1728F ROCKET RB DIE SM 250 |  | 2000 | 29560.92
Y56ZQ4-14101S53 | 3456F ROCKET RB DIE SM 250 |  | 2000 | 54195
006ZT8-61Z01M20 | ACTIFI COMP P 6F ULTRA 6X20AWG CL3 |  | 1182 | 2046.8
004T88-D0692-B2 | 1000FT RIB MIC P 04 OM3 28/10 RED JKT |  | 2000 | 1221.88
004T88-D0693-B2 | 1000FT RIB MIC P 04 OM3 28/10 YLW JKT |  | 2000 | 1221.88
001EB1-14700DF9 | FO CABLE 1F 3525 ROC DROP TONEABLE W/FAT |  | 2000 | 247.66
004ZDF-21W01M20 | ACTIFI COMP FRDM R 4F ULTRA 2X12AWG CL3 |  | 1182 | 2865.44
002ZD8-21W01M20 | ACTIFI COMP P 2F ULTRA 2X12AWG CL3 |  | 1182 | 2950.28
012ZDF-41W01M20 | ACTIFI COMP FRDM R 12F ULTRA 4X12AWG CL3 |  | 1182 | 4823.76
012ZT8-M1Y01MA3 | ACTIFI ARM COMP P 12F ULTRA 12X16AWG CL3 |  | 1182 | 7746.24
002ZT8-21Y01M20 | ACTIFI COMP P 2F ULTRA 2X16AWG CL3 |  | 1182 | 1414.04
006ZD8-61X01M20 | ACTIFI COMP P 6F ULTRA 6X14AWG CL3 |  | 1182 | 4204.72
072ZM4-T4F22ASN | FO CABLE 72F 3422 GRP Microduct FAB Sens |  | 2000 | 1980.84
012ZDF-61X01M20 | ACTIFI COMP FRDM R 12F ULTRA 6X14AWG CL3 |  | 1182 | 4575.66
144EUC-T4101ASN | 144F ALTOS LT ARM FILL SM 250 |  | 5000 | 3203.22
096EUC-T4101ASN | 96F ALTOS LT ARM FILL SM 250 |  | 5000 | 2093.98
024EUC-T4101ASN | 24F ALTOS LT ARM FILL SM 250 |  | 4500 | 1152.3
012EUC-T4101ASN | 12F ALTOS LT ARM FILL SM 250 |  | 4500 | 1052.22
001Z68-21Y31M29 | ACTIFI COMPOSITE 1F P ULTRA 2X16AWG CL3 |  | 1182 | 1168.08
006ZT8-61Y01MA3 | ACTIFI ARM COMP P 6F ULTRA 6X16AWG CL3 |  | 1182 | 4446.84
012UT8-M5Y01MRS | ACTIFI COMP P 12F ZBL 12X16AWG CL3 ROSE |  | 1182 | 7608.22
006UDF-21W01M20 | ACTIFI COMP FRDM R 6 ZBL 2X12AWG CL3 |  | 1182 | 3122.64
012ZT8-M1Y01M20 | ACTIFI COMP P 12F ULTRA 12X16AWG CL3 |  | 1182 | 6009.58
004Z48-41Z31M29 | ACTIFI COMPOSITE 4F P ULTRA 4X20AWG CL3 |  | 1182 | 1406.88
012ZBA-14101A20 | FO CABLE 12F ULTRA 4030 DROP ADSS |  | 2000 | 817.32
006ZT8-61Y01M20 | ACTIFI COMP P 6F ULTRA 6X16AWG CL3 |  | 1182 | 3082.32
002ZBA-14101A20 | FO CABLE 2F ULTRA 4030 DROP ADSS |  | 2000 | 405.74
006ZDF-M1W01M20 | ACTIFI COMP FRDM R 6F ULTRA 12X12AWG CL3 |  | 1182 | 13366.36
004ZDF-41W01MA1 | ACTIFI ARM FRDM R 4F ULTRA 4X12AWG CL3 |  | 1182 | 5863.2
002ZDF-21W01M20 | ACTIFI COMP FRDM R 2F ULTRA 2X12AWG CL3 |  | 1182 | 2810.46
002ZTF-21Y01M20 | ACTIFI COMP FRDM R 2F ULTRA 2X16AWG CL3 |  | 1182 | 1428.6
002ZTF-21Z01M20 | ACTIFI COMP FRDM R 2 ULTRA 2X20AWG CL3 |  | 1182 | 1144.26
002Z68-21Y31M29 | ACTIFI COMPOSITE 2F P ULTRA 2X16AWG CL3 |  | 1182 | 1168.08
012ZDF-21W01M20 | ACTIFI COMP FRDM R 12F ULTRA 2X12AWG CL3 |  | 1182 | 2950.18
002ZDF-21X01M20 | ACTIFI COMP FRDM R 2F ULTRA 2X14AWG CL3 |  | 1182 | 1651.96
004ZDF-21X01M20 | ACTIFI COMP FRDM R 4F ULTRA 2X14AWG CL3 |  | 1182 | 1897.38
006ZDF-21W01M20 | ACTIFI COMP FRDM R 6F ULTRA 2X12AWG CL3 |  | 1182 | 2898.66
004ZDF-41X01M20 | ACTIFI COMP FRDM R 4F ULTRA 4X14AWG CL3 |  | 1182 | 3010.12
004ZTF-41Y01M20 | ACTIFI COMP FRDM R 4F ULTRA 4X16AWG CL3 |  | 1182 | 2259.04
006ZDF-61X01M20 | ACTIFI COMP FRDM R 6F ULTRA 6X14AWG CL3 |  | 1182 | 4434.92
006ZTF-61Y01M20 | ACTIFI COMP FRDM R 6F ULTRA 6X16AWG CL3 |  | 1182 | 3311.04
012ZDF-M1X01M20 | ACTIFI COMP FRDM R 12 ULTRA 12X14AWG CL3 |  | 1182 | 8669.24
012ZTF-M1Y01M20 | ACTIFI COMP FRDM P 12 ULTRA 12X16AWG CL3 |  | 1182 | 6428.24
024ZTF-M1Y01M20 | ACTIFI COMP FRDM P 24 ULTRA 12X16AWG CL3 |  | 1182 | 6747.14
006ZDF-41X01M20 | ACTIFI COMP FRDM R 6F ULTRA 4X14AWG CL3 |  | 1182 | 3070.4
024ZTF-M1Y01MA1 | ACTIFI ARM FRDM R 24F ULTRA 12X16AWG CL3 |  | 1182 | 8483.8
012ZDF-M1W01M20 | ACTIFI COMP FRDM R 12 ULTRA 12X12AWG CL3 |  | 1182 | 13507.08
002Z48-21Z31M29 | ACTIFI COMPOSITE 2F P ULTRA 2X20AWG CL3 |  | 1182 | 907.28
004ZDF-41W01M20 | ACTIFI COMP FRDM R 4F ULTRA 4X12AWG CL3 |  | 1182 | 4622.74
024TU4-T4780D20 | 24F OM3 OSPLT SJ FAT FREE |  | 3000 | 5618.68
024TU4-T4731D20 | 24F OM2 OSPLT SJ FAT FREE |  | 3000 | 2395.32
024TU4-T4190D20 | 24F OM4 OSPLT SJ FREE |  | 3000 | 6214.64
024TU4-T4790D20 | 24F OM4 OSPLT SJ FAT FREE |  | 3000 | 6214.64
024TUC-T4131D20 | 24F OM2 OSPLT SJSA FREE |  | 3000 | 2510.16
024TUC-T4180D20 | 24F OM3 OSPLT SJSA FREE |  | 3000 | 5733.52
024TU4-T4180D20 | 24F OM3 OSPLT SJ FREE |  | 3000 | 5618.68
024TSF-T4190D20 | 24F OM4 LST SJ I/O R FREE |  | 1312 | 9656.02
024TSF-T4180DA1 | 24F OM3 LST DJIA I/O R FREE |  | 1312 | 10048.2
024TSF-T4180D20 | 24F OM3 LST SJ I/O R FREE |  | 1312 | 6624.18
024TD9-T1390-MA | 24F OM4 DC DJIA P |  | 1312 | 6024.16
024TCF-18180-AQ | 24F OM3 RIB SJ I/O R AQ FILL |  | 2000 | 6313.84
024TCF-14190-A1 | 24F OM4 RIB DJIA I/O R FILL |  | 1312 | 14955.72
024TUC-T4190D20 | 24F OM4 OSPLT SJSA FREE |  | 3000 | 6329.48
024TUF-T4180D20 | 24F OM3 LT SJ I/O R FREE |  | 1312 | 6756.48
024TUF-T4180DA1 | 24F OM3 LT DJIA I/O R FREE |  | 1312 | 10048.32
024TUF-T4190D20 | 24F OM4 LT SJ I/O R FREE |  | 1312 | 8590.94
024TUF-T4190DA1 | 24F OM4 LT DJIA I/O R FREE |  | 1312 | 12067.72
024TUF-T8190DAA | 24F OM4 LT DJIA I/O R AQ FREE |  | 2000 | 12387.94
024TUK-T4690D2N | 24F OM4 LT DJ LSZH R FREE |  | 2000 | 12648.36
024TUL-T3680D2M | 24F OM3 LT DJ LSZH FREE |  | 2000 | 9334.82
024TUL-T3680D2N | 24F OM3 LT DJ LSZH FREE |  | 2000 | 9166.74
024TUL-T8690DNV | 24F OM4 LT DJ LSZH VI FREE |  | 2000 | 11841.66
024TUV-T4180D2N | 24F OM3 LT DJSA LSZH FREE |  | 1312 | 9173.76
024TUV-T4190D2N | 24F OM4 LT DJSA LSZH FREE |  | 1312 | 11528.28
024TUZ-T4180D20 | 24F OM3 LT SJ LSZH FREE |  | 1312 | 7419.36
024TUZ-T4180D2N | 24F OM3 LT SJ LSZH FREE |  | 1312 | 7560.28
024TC8-18190-GR | 24F OM4 RIB SJ P GR |  | 2000 | 8779.34
024T88-33190-29 | 24F OM4 MIC SJ P |  | 1312 | 5553.54
024T88-33190-A3 | 24F OM4 MIC DJIA P |  | 1312 | 6693.5
024T88-33191-29 | 24F OM4+ MIC SJ P |  | 1312 | 6386.58
024T88-37180-BL | 24F OM3 MIC SJ P BL |  | 2000 | 4869.96
024T88-37180-GR | 24F OM3 MIC SJ P GR |  | 2000 | 4869.96
024T88-37180-RD | 24F OM3 MIC SJ P RD |  | 2000 | 4869.96
024T88-37180-VI | 24F OM3 MIC SJ P VI |  | 2000 | 4869.96
024T88-37190-AG | 24F OM4 MIC DJIA P GR |  | 2000 | 7029.24
024T88-37190-AY | 24F OM4 MIC DJIA P YL |  | 2000 | 7029.24
024T88-37190-RD | 24F OM4 MIC SJ P RD |  | 2000 | 5889.3
024T88-37190-RS | 24F OM4 MIC SJ P RS |  | 2000 | 5889.3
024T8F-31131-29 | 24F OM2 MIC SJ I/O R |  | 1312 | 4651.58
024T8F-31180-29 | 24F OM3 MIC SJ I/O R |  | 1312 | 5214.34
024T8F-31180-A1 | 24F OM3 MIC DJIA I/O R |  | 1312 | 6354.3
024T8F-31190-29 | 24F OM4 MIC SJ I/O R |  | 1312 | 6386.58
024T8F-31190-A1 | 24F OM4 MIC DJIA I/O R |  | 1312 | 7526.54
024T8F-35180-AA | 24F OM3 MIC DJIA I/O R AQ |  | 2000 | 6690.04
024T8P-31131-29 | 24F OM2 MIC SJ I/O P |  | 1312 | 5338.96
024T8P-31180-29 | 24F OM3 MIC SJ I/O P |  | 1312 | 6088.82
024T8P-31180-A3 | 24F OM3 MIC DJIA I/O P |  | 1312 | 7228.78
024T8P-31190-29 | 24F OM4 MIC SJ I/O P |  | 1312 | 7515.9
024T8P-31190-A3 | 24F OM4 MIC DJIA I/O P |  | 1312 | 8655.84
024T8P-35190-AQ | 24F OM4 MIC SJ I/O P AQ |  | 2000 | 7851.64
024TC4-14180-53 | 24F OM3 RIB SJ FILL |  | 2000 | 10968.5
024TC7-14190-20 | 24F OM4 RIB SJ R |  | 1312 | 6767.3
024TC8-14190-20 | 24F OM4 RIB SJ P |  | 1312 | 8459.12
024TC8-14190-A3 | 24F OM4 RIB DJIA P |  | 1312 | 14380.5
024TUZ-T4180DAN | 24F OM3 LT DJIA LSZH FREE |  | 1312 | 11298.98
024ZN4-T4S22A20 | 24F SMU ADSS SJ |  | 5000 | 854.26
024ZSF-T4101D20 | 24F SMU LST SJ I/O R FREE |  | 1312 | 1068.58
024ZU4-T3F22D20 | 24F SMU OSPLT SJ FAB FREE |  | 3000 | 510.92
024ZU4-T4122D20 | ** PLEASE SUGGEST FAB CABLE *** FOR EN |  | 3000 | 510.92
024ZU4-T4122F20 | 24F SMU OSPLT SJ FREE |  | 5000 | 569.34
024ZU4-T4722D20 | ** PLEASE SUGGEST FAB CABLE *** FOR EN |  | 3000 | 510.92
024ZU4-T4F22D20 | 24F SMU OSPLT SJ FAB FREE |  | 3000 | 510.92
024ZU5-T4122D20 | 24F SMU OSPLT DJSA FREE |  | 3000 | 1005.88
024ZU6-T4122D20 | 24F SMU OSPLT TJDA FREE |  | 6500 | 1809.2
024ZUB-T4122D20 | 24F SMU OSPLT FIG8 ARM FREE |  | 6500 | 2186.02
024ZUC-T4122D20 | * FOR EN DISTRIBUTION CHANNELS** PLEASE |  | 3000 | 655.08
024ZUC-T4F22D20 | 24F SMU OSPLT SJSA FAT FREE |  | 3000 | 655.08
024ZUD-T4122D20 | 24F SMU OSPLT DJDA FREE |  | 6500 | 1429.72
024ZUF-T4101D20 | 24F SMU LT SJ I/O R FREE |  | 1312 | 1698.28
024ZUV-T4101D20 | 24F SMU LT DJSA LSZH FREE |  | 1312 | 3515.66
024ZUV-T4101D2N | 24F SMU LT DJSA LSZH FREE |  | 1312 | 3768.1
024ZUZ-T4101DAZ | 24F SMU LT DJIA LSZH FREE |  | 1312 | 5579.02
024ZWP-T4101D20 | 24F SMU LT SJ I/O P FREE |  | 1312 | 3206.02
030TUF-T4180D20 | 30F OM3 LT SJ I/O R FREE |  | 2000 | 11009.26
036E81-61131-24 | 36F SSM UMIC SJ R |  | 1312 | 5064.12
036E81-61131-A1 | 36F SSM UMIC DJIA R |  | 1312 | 7654.92
036E88-61131-29 | 36F SSM UMIC SJ P |  | 1312 | 5626.8
036E88-61131-A3 | 36F SSM UMIC DJIA P |  | 1312 | 8217.6
036E88-65131-AA | 36F SSM UMIC DJIA P AQ |  | 2000 | 8742.9
036E88-65131-RD | 36F SSM UMIC SJ P RD |  | 2000 | 6152.1
036E88-65131-SL | 36F SSM UMIC SJ P SL |  | 2000 | 6152.1
036E8F-61131-29 | 36F SSM UMIC SJ I/O R |  | 1312 | 6470.82
024ZMF-T4101A20 | 24F SMU MXTSD SJ I/O R FILL |  | 1312 | 1868.1
024TUZ-T4190D20 | 24F OM4 LT SJ LSZH FREE |  | 1312 | 8720.88
024TUZ-T4190D2N | 24F OM4 LT SJ LSZH FREE |  | 1312 | 8861.8
024TWP-T4180D20 | 24F OM3 LT SJ I/O P FREE |  | 1312 | 8025.5
024TWP-T4180DA3 | 24F OM3 LT DJIA I/O P FREE |  | 1312 | 11730.2
024TWP-T4190D20 | 24F OM4 LT SJ I/O P FREE |  | 1312 | 10820.6
024TWP-T4190DA3 | 24F OM4 LT DJIA I/O P FREE |  | 1312 | 13929.96
024TWP-T4191D20 | 24F OM4+ LT SJ I/O P FREE |  | 1312 | 15555.16
024X88-A9717-29 | 24F HYB MIC SJ P |  | 3000 | 3480.22
024X8F-A9008-29 | 24F HYB MIC SJ I/O R |  | 3000 | 4476.2
024XU4-CN377D20 | 24F HYB OSPLT SJ FAT FREE |  | 5000 | 3119.2
024Z81-33131-24 | 24F SMU MIC SJ R |  | 1312 | 2056.38
024Z88-33131-29 | 24F SMU MIC SJ P |  | 1312 | 2284.88
024Z8F-31131-29 | 24F SMU MIC SJ I/O R |  | 1312 | 2627.6
024ZAA-T3A22A20 | 24F SMU ADSS DJ |  | 7000 | 2631.34
024ZC7-14101-20 | 24F SMU RIB SJ R |  | 1312 | 3287.5
024ZC7-18101-BL | 24F SMU RIB SJ R BL |  | 2000 | 3607.72
024ZC8-14101-20 | 24F SMU RIB SJ P |  | 1312 | 4109.36
024ZC8-14101-30 | 24F SMU RIB SJ P |  | 1312 | 4109.36
024ZC8-18101-BL | 24F SMU RIB SJ P BL |  | 2000 | 4429.58
024ZCF-14101-30 | 24F SMU RIB SJ I/O R FILL |  | 1312 | 4273.74
024ZCF-14101D20 | 24F SMU RIB SJ I/O R FREE |  | 1312 | 4296.38
024ZCZ-14101-20 | 24F SMU RIB SJ LSZH |  | 1312 | 4914.8
024ZD8-T1301-A3 | 24F SMU MIC250 DJIA P |  | 13124 | 6010.78
024ZD9-T1301-M2 | 24F SMU DC SJ P |  | 1312 | 2056.38
024ZD9-T1301-MA | 24F SMU DC DJIA P |  | 1312 | 3082.36
024ZM4-T3F22A20 | 24F SMU MXTSD SJ FAB FILL |  | 2000 | 587.54
024ZM4-T4F22A20 | 24F SMU MXTSD SJ FAB FILL |  | 2000 | 587.54
024EUA-T4101D20 | 24F SSM OSPLT FIG8 FREE |  | 6500 | 1398.2
024EUC-T4100D20 | * FOR EN DISTRIBUTION CHANNELS** PLEASE |  | 3000 | 646.66
024EUC-T4100D53 | * FOR EN DISTRIBUTION CHANNELS** PLEASE |  | 3000 | 646.66
024EUC-T4101D20 | * FOR EN DISTRIBUTION CHANNELS** PLEASE |  | 3000 | 646.66
024EUE-T3101D20 | 24F SSM OSPLT DJ FREE |  | 3000 | 818.22
024EUE-T4101D20 | 24F SSM OSPLT DJ FREE |  | 3000 | 818.22
024EUF-64101D20 | 24F SSM LT SJ I/O R FREE |  | 2000 | 1687.58
024EUF-T4100D20 | 24F SSM LT SJ I/O R FREE |  | 2000 | 1574.62
024EUF-T4101D20 | 24F SSM LT SJ I/O R FREE |  | 1312 | 1549.88
024EUF-T4101DA1 | 24F SSM LT DJIA I/O R FREE |  | 1312 | 4515.98
024EUF-T8101DAO | 24F SSM LT DJIA I/O R OR FREE |  | 2000 | 4836.2
024EUF-T8101DAY | 24F SSM LT DJIA I/O R YL FREE |  | 2000 | 4836.2
024EUK-T3601D2M | 24F SSM LT DJ LSZH R FREE |  | 2000 | 4137.04
024EUK-T3601D2N | 24F SSM LT DJ LSZH R FREE |  | 2000 | 3968.98
024EUK-T4601D20 | 24F SSM LT DJ LSZH R FREE |  | 2000 | 3716.88
024EUK-T4601D2N | 24F SSM LT DJ LSZH R FREE |  | 2000 | 3968.98
024EUK-T4601DFZ | 24F SSM LT DJF LSZH R FREE |  | 2000 | 4531.08
024EUL-T3601D20 | 24F SSM LT DJ LSZH FREE |  | 2000 | 3378.98
024EUL-T3601D2M | 24F SSM LT DJ LSZH FREE |  | 2000 | 3799.14
024EUL-T4600D2N | 24F SSM LT DJ LSZH FREE |  | 2000 | 3900.76
024EUL-T4601D20 | 24F SSM LT DJ LSZH FREE |  | 2000 | 3378.98
024EUL-T4601D2M | 24F SSM LT DJ LSZH FREE |  | 2000 | 3799.14
024EUL-T4601D2N | 24F SSM LT DJ LSZH FREE |  | 2000 | 3631.08
024EUL-T4601DFN | 24F SSM LT DJF LSZH FREE |  | 2000 | 4422.48
024EUL-T7601DMV | 24F SSM LT DJ LSZH VI FREE |  | 2000 | 4119.36
024EUV-T3101D2N | 24F SSM LT DJSA LSZH FREE |  | 1312 | 3638.06
024EUV-T4101D20 | 24F SSM LT DJSA LSZH FREE |  | 1312 | 3385.64
024EUA-T4100D53 | 24F SSM OSPLT FIG8 FREE |  | 6500 | 1398.2
024ECF-14101D20 | 24F SSM RIB SJ I/O R FREE |  | 1312 | 3931.32
024ECF-14101DA1 | 24F SSM RIB DJIA I/O R FREE |  | 1312 | 7253.16
024ECZ-14101-20 | 24F SSM RIB SJ LSZH |  | 1312 | 4468
024ED8-T1301-20 | 24F SSM MIC250 SJ P |  | 13124 | 3253.36
024ED8-T1301-A3 | 24F SSM MIC250 DJIA P |  | 13124 | 6212.04
024ED9-T1301-M2 | 24F SSM DC SJ P |  | 1312 | 1958.46
024EN4-T4M01A20 | 24F SSM ADSS SJ |  | 5000 | 1020.96
024EN4-T4S00A20 | 24F SSM ADSS SJ |  | 5000 | 838.18
024EN4-T4S01A20 | 24F SSM ADSS SJ |  | 5000 | 838.18
024ENA-T3M01A20 | 24F SSM ADSS SJ |  | 7000 | 1276.34
024ENA-T4S01A20 | 24F SSM ADSS SJ |  | 7000 | 1093.56
024ESF-T4101D20 | 24F SSM LST SJ I/O R FREE |  | 1312 | 924.5
024ESF-T4101DA1 | 24F SSM LST DJIA I/O R FREE |  | 1312 | 3769.02
024ESF-T8101DAY | 24F SSM LST DJIA I/O R YL FREE |  | 2000 | 4089.24
024ESF-T8101DYL | 24F SSM LST SJ I/O R YL FREE |  | 2000 | 1244.72
024EU4-T3100D64 | 24F SSM OSPLT SJ FREE |  | 5000 | 539.68
024EU4-T4100D20 | ** PLEASE SUGGEST FAB CABLE *** FOR EN |  | 3000 | 504.38
024EU4-T4100D53 | ** PLEASE SUGGEST FAB CABLE *** FOR EN |  | 3000 | 504.38
024EU4-T4101D20 | ** PLEASE SUGGEST FAB CABLE *** FOR EN |  | 3000 | 504.38
024EU4-T4700D20 | ** PLEASE SUGGEST FAB CABLE *** FOR EN |  | 3000 | 504.38
024EU4-T4701D20 | ** PLEASE SUGGEST FAB CABLE *** FOR EN |  | 3000 | 504.38
024EU5-T3101D20 | 24F SSM OSPLT DJSA FREE |  | 3000 | 985.62
024EU5-T4100D20 | 24F SSM OSPLT DJSA FREE |  | 3000 | 985.62
024EU5-T4101D20 | 24F SSM OSPLT DJSA FREE |  | 3000 | 985.62
024EU6-T3100D20 | 24F SSM OSPLT TJDA FREE |  | 6500 | 1785.82
024EU6-T4101D20 | 24F SSM OSPLT TJDA FREE |  | 6500 | 1785.82
024EU7-T4101D20 | 24F SSM LT SJ R FREE |  | 1312 | 1836.22
024EUV-T4101D2N | 24F SSM LT DJSA LSZH FREE |  | 1312 | 3638.06
024KUC-T4130D20 | 24F OM1 OSPLT SJSA FREE |  | 3000 | 3741.2
024KUF-T4130D20 | 24F OM1 LT SJ I/O R FREE |  | 1312 | 7525.64
024KUF-T4130DA1 | 24F OM1 LT DJIA I/O R FREE |  | 1312 | 11936.56
024KUL-T3630D2M | 24F OM1 LT DJ LSZH FREE |  | 2000 | 10073.04
024KUL-T4630D20 | 24F OM1 LT DJ LSZH FREE |  | 2000 | 9652.86
024KUL-T4630D2M | 24F OM1 LT DJ LSZH FREE |  | 2000 | 10073.04
024KUL-T4630D2N | 24F OM1 LT DJ LSZH FREE |  | 2000 | 9904.96
024KUL-T8630DNR | 24F OM1 LT DJ LSZH RD FREE |  | 2000 | 10225.2
024KUV-T4130D20 | 24F OM1 LT DJSA LSZH FREE |  | 1312 | 9662
024KUV-T4130D2N | 24F OM1 LT DJSA LSZH FREE |  | 1312 | 9914.44
024KUZ-T4130D20 | 24F OM1 LT SJ LSZH FREE |  | 1312 | 7808.44
024KUZ-T4130D2N | 24F OM1 LT SJ LSZH FREE |  | 1312 | 7949.36
024KUZ-T4130DAN | 24F OM1 LT DJIA LSZH FREE |  | 1312 | 13993.5
024KUZ-T4130DAZ | 24F OM1 LT DJIA LSZH FREE |  | 1312 | 13576.24
024KWP-T4130D20 | 24F OM1 LT SJ I/O P FREE |  | 1312 | 8473.18
024KWP-T4130DA3 | 24F OM1 LT DJIA I/O P FREE |  | 1312 | 13338.34
024PN4-T4M19A20 | 24F ULL ADSS SJ |  | 5000 | 1696.22
024T81-33180-24 | 24F OM3 MIC SJ R |  | 1312 | 4080.8
024T81-33180-A1 | 24F OM3 MIC DJIA R |  | 1312 | 5220.74
024T81-33190-24 | 24F OM4 MIC SJ R |  | 1312 | 4998.2
024T81-33190-A1 | 24F OM4 MIC DJIA R |  | 1312 | 6138.14
024T81-33191-24 | 24F OM4+ MIC SJ R |  | 1312 | 5747.92
024T81-37131-YL | 24F OM2 MIC SJ R YL |  | 2000 | 3976.12
024T81-37180-AW | 24F OM3 MIC DJIA R WH |  | 2000 | 5556.48
024T81-61190-A1 | 24F OM4 UMIC DJIA R |  | 1312 | 11472.06
024T88-33180-29 | 24F OM3 MIC SJ P |  | 1312 | 4534.22
024T88-33180-A3 | 24F OM3 MIC DJIA P |  | 1312 | 5674.16
024KUA-T4130D20 | 24F OM1 OSPLT FIG8 FREE |  | 6500 | 5116.88
024EUZ-T4101D20 | 24F SSM LT SJ LSZH FREE |  | 1312 | 1917.88
024EUZ-T4101D2M | 24F SSM LT SJ LSZH FREE |  | 1312 | 2173.98
024EUZ-T4101D2N | 24F SSM LT SJ LSZH FREE |  | 1312 | 2058.8
024EUZ-T4101DAN | 24F SSM LT DJIA LSZH FREE |  | 1312 | 5868.74
024EUZ-T4101DAZ | 24F SSM LT DJIA LSZH FREE |  | 1312 | 5451.48
024EUZ-T8101DVY | 24F SSM LT DJIA LSZH YL FREE |  | 2000 | 6188.96
024EUZ-T8101DZY | 24F SSM LT DJIA LSZH YL FREE |  | 2000 | 5771.7
024EWP-T4101D20 | 24F SSM LT SJ I/O P FREE |  | 1312 | 3041.56
024EWP-T4101DA3 | 24F SSM LT DJIA I/O P FREE |  | 1312 | 6231.24
024FNA-T4S01A20 | 24F LEAF ADSS SJ |  | 7000 | 1621.38
024FUC-T4101D20 | 24F LEAF OSPLT SJSA FREE |  | 3000 | 1178.34
024K81-33130-24 | 24F OM1 MIC SJ R |  | 1312 | 5598.46
024K81-37130-YL | 24F OM1 MIC SJ R YL |  | 2000 | 5934.2
024K81-61130-24 | 24F OM1 UMIC SJ R |  | 1312 | 10088.2
024K88-33130-29 | 24F OM1 MIC SJ P |  | 1312 | 6220.5
024K88-33130-A3 | 24F OM1 MIC DJIA P |  | 1312 | 7588.46
024K88-65130-YL | 24F OM1 UMIC SJ P YL |  | 2000 | 11734.4
024K8F-31130-29 | 24F OM1 MIC SJ I/O R |  | 1312 | 7153.58
024K8F-31130-A1 | 24F OM1 MIC DJIA I/O R |  | 1312 | 8521.52
024K8F-35130-OR | 24F OM1 MIC SJ I/O R OR |  | 2000 | 7489.32
024K8P-31130-29 | 24F OM1 MIC SJ I/O P |  | 1312 | 8397.82
024K8P-31130-A3 | 24F OM1 MIC DJIA I/O P |  | 1312 | 9765.76
024KCF-14130-20 | 24F OM1 RIB SJ I/O R FILL |  | 1312 | 8887.3
024KSF-T4130D20 | 24F OM1 LST SJ I/O R FREE |  | 1312 | 6590.04
024KSF-T4130DA1 | 24F OM1 LST DJIA I/O R FREE |  | 1312 | 11113.04
024KU4-T4730D20 | 24F OM1 OSPLT SJ FAT FREE |  | 3000 | 3626.38
024KU5-T4130D20 | 24F OM1 OSPLT DJSA FREE |  | 3000 | 5012.86
036E8P-61131-29 | 36F SSM UMIC SJ I/O P |  | 1312 | 7877.52
048EUL-T4601DAN | 48F SSM LT TJIA LSZH FREE |  | 2000 | 9560.22
048EUL-T4601DFN | 48F SSM LT DJF LSZH FREE |  | 2000 | 5602.1
048EUL-T7601DMV | 48F SSM LT DJ LSZH VI FREE |  | 2000 | 5045.44
048EUL-T7601DMY | 48F SSM LT DJ LSZH YL FREE |  | 2000 | 5045.44
048EUL-TB601DMY | 48F SSM LT DJ LSZH FREE |  | 2000 | 4749.54
048EUV-T3101D2N | 48F SSM LT DJSA LSZH FREE |  | 1312 | 4392.86
048EUV-T4101D20 | 48F SSM LT DJSA LSZH FREE |  | 1312 | 3717.8
048EUV-T4101D2N | 48F SSM LT DJSA LSZH FREE |  | 1312 | 4392.86
048EUZ-T4101D20 | 48F SSM LT SJ LSZH FREE |  | 1312 | 2274.86
048EUZ-T4101D2N | 48F SSM LT SJ LSZH FREE |  | 1312 | 2796.22
048EUZ-T4101DAN | 48F SSM LT DJIA LSZH FREE |  | 1312 | 7780.48
048EUZ-T8101DVY | 48F SSM LT DJIA LSZH YL FREE |  | 2000 | 8171.16
048EWP-T4101D20 | 48F SSM LT SJ I/O P FREE |  | 1312 | 4182.32
048EWP-T4101DA3 | 48F SSM LT DJIA I/O P FREE |  | 1312 | 7822.04
048K81-61130-24 | 48F OM1 UMIC SJ R |  | 1312 | 14861.22
048K88-61130-29 | 48F OM1 UMIC SJ P |  | 1312 | 16898.62
048K88-61130-A3 | 48F OM1 UMIC DJIA P |  | 1312 | 20007.58
048K8F-61130-29 | 48F OM1 UMIC SJ I/O R |  | 1312 | 19433.4
048K8P-61130-29 | 48F OM1 UMIC SJ I/O P |  | 1312 | 23658.06
048KC7-14130-20 | 48F OM1 RIB SJ R |  | 1312 | 9956.26
048KCF-14130-20 | 48F OM1 RIB SJ I/O R FILL |  | 1312 | 12943.12
048KU4-T4130D20 | 48F OM1 OSPLT SJ FREE |  | 3000 | 5858.04
048KU4-T4730D20 | 48F OM1 OSPLT SJ FAT FREE |  | 3000 | 5858.04
048KUC-T4130D20 | 48F OM1 OSPLT SJSA FREE |  | 3000 | 5964.5
048KUF-T4130D20 | 48F OM1 LT SJ I/O R FREE |  | 1312 | 13593.68
048KUF-T4130DA1 | 48F OM1 LT DJIA I/O R FREE |  | 1312 | 18388.22
048KUL-T4630D2M | 48F OM1 LT DJ LSZH FREE |  | 2000 | 14830.44
048EUL-T4601D2N | 48F SSM LT DJ LSZH FREE |  | 2000 | 4430.84
048EU6-T4101D20 | 48F SSM OSPLT TJDA FREE |  | 6500 | 1807.62
048EUA-T4100D53 | 48F SSM OSPLT FIG8 FREE |  | 6500 | 1388.16
048EUA-T4101D20 | 48F SSM OSPLT FIG8 FREE |  | 6500 | 1388.16
048EUB-T4100D20 | 48F SSM OSPLT FIG8 ARM FREE |  | 6500 | 2117.2
048EUB-T4101D20 | 48F SSM OSPLT FIG8 ARM FREE |  | 6500 | 2117.2
048EUC-T4100D20 | * FOR EN DISTRIBUTION CHANNELS** PLEASE |  | 3000 | 772.06
048EUC-T4100D53 | * FOR EN DISTRIBUTION CHANNELS** PLEASE |  | 3000 | 772.06
048EUC-T4101D20 | * FOR EN DISTRIBUTION CHANNELS** PLEASE |  | 3000 | 772.06
048EUD-T4100D20 | 48F SSM OSPLT DJDA FREE |  | 6500 | 1532.66
048EUD-T4101D20 | 48F SSM OSPLT DJDA FREE |  | 6500 | 1532.66
048EUE-T3101D20 | 48F SSM OSPLT DJ FREE |  | 3000 | 920.44
048EUE-T4100D20 | 48F SSM OSPLT DJ FREE |  | 3000 | 920.44
048EUF-T3100D20 | 48F SSM LT SJ I/O R FREE |  | 2000 | 2087.86
048EUF-T4100D20 | 48F SSM LT SJ I/O R FREE |  | 2000 | 2087.86
048EUF-T4101D20 | 48F SSM LT SJ I/O R FREE |  | 1312 | 2087.86
048EUF-T4101DA1 | 48F SSM LT DJIA I/O R FREE |  | 1312 | 5776.88
048EUF-T8101DAO | 48F SSM LT DJIA I/O R OR FREE |  | 2000 | 6167.56
048EUF-T8101DAY | 48F SSM LT DJIA I/O R YL FREE |  | 2000 | 6167.56
048EUK-T3601D2M | 48F SSM LT DJ LSZH R FREE |  | 2000 | 5030
048EUK-T4601D2M | 48F SSM LT DJ LSZH R FREE |  | 2000 | 5030
048EUK-T4601DFN | 48F SSM LT DJF LSZH R FREE |  | 2000 | 6162.32
048EUK-T4601DFZ | 48F SSM LT DJF LSZH R FREE |  | 2000 | 5345.9
048EUL-T3601D20 | 48F SSM LT DJ LSZH FREE |  | 2000 | 3752.32
048EUL-T3601D2M | 48F SSM LT DJ LSZH FREE |  | 2000 | 4654.76
048EUL-T3601DAN | 48F SSM LT TJIA LSZH FREE |  | 2000 | 9560.22
048EUL-T4601D20 | 48F SSM LT DJ LSZH FREE |  | 2000 | 3752.32
048EUL-T4601D2M | 48F SSM LT DJ LSZH FREE |  | 2000 | 4654.76
048KUL-T4630D2N | 48F OM1 LT DJ LSZH FREE |  | 2000 | 14606.54
048TC8-18180-VI | 48F OM3 RIB SJ P VI |  | 2000 | 9049.32
048TCF-14180-20 | 48F OM3 RIB SJ I/O R FILL |  | 1312 | 9004.98
048TD8-T1390-A3 | 48F OM4 MIC250 DJIA P |  | 13124 | 31515.88
048TD9-T1390-M2 | 48F OM4 DC SJ P |  | 1312 | 13301.7
048TN4-T4S90A20 | 48F OM4 ADSS SJ |  | 5000 | 15203.16
048TU4-T4180D20 | 48F OM3 OSPLT SJ FREE |  | 3000 | 9682.68
048TU4-T4190D20 | 48F OM4 OSPLT SJ FREE |  | 3000 | 10845.94
048TU4-T4780D20 | 48F OM3 OSPLT SJ FAT FREE |  | 3000 | 9682.68
048TU4-T4790D20 | 48F OM4 OSPLT SJ FAT FREE |  | 3000 | 10845.94
048TUC-T4180D20 | 48F OM3 OSPLT SJSA FREE |  | 3000 | 9789.14
048TUF-T4131D20 | 48F OM2 LT SJ I/O R FREE |  | 1312 | 7746.3
048TUF-T4180D20 | 48F OM3 LT SJ I/O R FREE |  | 1312 | 12862.3
048TUF-T4180DA1 | 48F OM3 LT DJIA I/O R FREE |  | 1312 | 17230.74
048TUF-T4190D20 | 48F OM4 LT SJ I/O R FREE |  | 1312 | 19182.24
048TUF-T4190DA1 | 48F OM4 LT DJIA I/O R FREE |  | 1312 | 23666.74
048TUF-T8180DOR | 48F OM3 LT SJ I/O R OR FREE |  | 2000 | 13252.98
048TUL-T3631D2M | 48F OM2 LT DJ LSZH FREE |  | 2000 | 9895.34
048TUZ-T4180D20 | 48F OM3 LT SJ LSZH FREE |  | 1312 | 11976.46
048TUZ-T4180D2N | 48F OM3 LT SJ LSZH FREE |  | 1312 | 12497.8
048TUZ-T4190D20 | 48F OM4 LT SJ LSZH FREE |  | 1312 | 16155.56
048TUZ-T4190DAN | 48F OM4 LT DJIA LSZH FREE |  | 1312 | 20098.42
048TWP-T4131D20 | 48F OM2 LT SJ I/O P FREE |  | 1312 | 10567.72
048TWP-T4180D20 | 48F OM3 LT SJ I/O P FREE |  | 1312 | 15441.72
048TWP-T4190D20 | 48F OM4 LT SJ I/O P FREE |  | 1312 | 19381.4
048TWP-T4190DA3 | 48F OM4 LT DJIA I/O P FREE |  | 1312 | 23734.42
048XN4-CL544A20 | 48F HYB ADSS SJ |  | 7000 | 6523.68
048XU4-CN379D20 | 48F HYB OSPLT SJ FAT FREE |  | 5000 | 5406.76
048TC8-18180-RD | 48F OM3 RIB SJ P RD |  | 2000 | 9049.32
048KUV-T4130D2N | 48F OM1 LT DJSA LSZH FREE |  | 1312 | 14543.06
048KUZ-T4130D2N | 48F OM1 LT SJ LSZH FREE |  | 1312 | 13138.3
048KUZ-T4130DAN | 48F OM1 LT DJIA LSZH FREE |  | 1312 | 18511.7
048KWP-T4130D20 | 48F OM1 LT SJ I/O P FREE |  | 1312 | 16684.94
048PN4-T4M19A20 | 48F ULL ADSS SJ |  | 5000 | 2473.9
048T81-61180-24 | 48F OM3 UMIC SJ R |  | 1312 | 10338.76
048T81-61180-A1 | 48F OM3 UMIC DJIA R |  | 1312 | 12929.56
048T81-61190-24 | 48F OM4 UMIC SJ R |  | 1312 | 13301.7
048T81-61190-A1 | 48F OM4 UMIC DJIA R |  | 1312 | 15892.5
048T88-61180-29 | 48F OM3 UMIC SJ P |  | 1312 | 11487.52
048T88-61180-A3 | 48F OM3 UMIC DJIA P |  | 1312 | 14078.32
048T88-61190-29 | 48F OM4 UMIC SJ P |  | 1312 | 14779.68
048T88-61190-A3 | 48F OM4 UMIC DJIA P |  | 1312 | 17370.48
048T88-65190-AG | 48F OM4 UMIC DJIA P GR |  | 2000 | 17895.78
048T88-65190-AY | 48F OM4 UMIC DJIA P YL |  | 2000 | 17895.78
048T8F-61180-29 | 48F OM3 UMIC SJ I/O R |  | 1312 | 13210.64
048T8F-61190-29 | 48F OM4 UMIC SJ I/O R |  | 1312 | 16996.62
048T8F-61190-A1 | 48F OM4 UMIC DJIA I/O R |  | 1312 | 19587.42
048T8P-61180-29 | 48F OM3 UMIC SJ I/O P |  | 1312 | 16082.52
048T8P-61190-29 | 48F OM4 UMIC SJ I/O P |  | 1312 | 20691.54
048T8P-61190-A3 | 48F OM4 UMIC DJIA I/O P |  | 1312 | 23282.34
048T8P-65190-AG | 48F OM4 UMIC DJIA I/O P GR |  | 2000 | 23807.64
048TAE-T4231A20 | 48F OM2 ADSS DJ |  | 5000 | 6322.9
048TC7-14190-A1 | 48F OM4 RIB DJIA R |  | 1312 | 19222.02
048TC8-14190-20 | 48F OM4 RIB SJ P |  | 1312 | 14133.84
048TC8-14190-A3 | 48F OM4 RIB DJIA P |  | 1312 | 24027.52
048TC8-18180-OR | 48F OM3 RIB SJ P OR |  | 2000 | 9049.32
036T88-61190-A3 | 36F OM4 UMIC DJIA P |  | 1312 | 15372.14
036T88-65180-SL | 36F OM3 UMIC SJ P SL |  | 2000 | 12335.46
036T8F-61190-29 | 36F OM4 UMIC SJ I/O R |  | 1312 | 14698.56
036T8F-61190-A1 | 36F OM4 UMIC DJIA I/O R |  | 1312 | 17289.36
036TU4-T4780D20 | 36F OM3 OSPLT SJ FAT FREE |  | 3000 | 8639.76
036TUC-T4180D20 | 36F OM3 OSPLT SJSA FREE |  | 3000 | 8754.6
036TUF-T4180D20 | 36F OM3 LT SJ I/O R FREE |  | 1312 | 11009.26
036TUF-T4190D20 | 36F OM4 LT SJ I/O R FREE |  | 1312 | 14931.3
036TUL-T3680D2M | 36F OM3 LT DJ LSZH FREE |  | 2000 | 11718.68
036TUZ-T4180D2N | 36F OM3 LT SJ LSZH FREE |  | 1312 | 9798.4
036TWP-T4180D20 | 36F OM3 LT SJ I/O P FREE |  | 1312 | 12956.14
036TWP-T4190DA3 | 36F OM4 LT DJIA I/O P FREE |  | 1312 | 19516.56
036Z88-61131-A3 | 36F SMU UMIC DJIA P |  | 1312 | 8498.94
036ZM4-T4F22A20 | 36F SMU MXTSD SJ FAB FILL |  | 2000 | 725.82
036ZU4-T4F22D20 | 36F SMU OSPLT SJ FAB FREE |  | 3000 | 636.08
036ZU5-T4122D20 | 36F SMU OSPLT DJSA FREE |  | 3000 | 1174.06
036ZUC-T4122D20 | * FOR EN DISTRIBUTION CHANNELS** PLEASE |  | 3000 | 752.4
036ZUC-T4F22D20 | 36F SMU OSPLT SJSA FAT FREE |  | 3000 | 752.4
036ZUF-T4101D20 | 36F SMU LT SJ I/O R FREE |  | 1312 | 2041.34
036ZUL-T4601DAN | 36F SMU LT TJIA LSZH FREE |  | 2000 | 11330.52
036ZUZ-T4101D20 | 36F SMU LT SJ LSZH FREE |  | 1312 | 2194.4
044EN4-T4M01A20 | 44F SSM ADSS SJ |  | 7000 | 1310.52
048E81-61131-24 | 48F SSM UMIC SJ R |  | 1312 | 5252.42
048E81-61131-A1 | 48F SSM UMIC DJIA R |  | 1312 | 7843.22
048E81-65131-AR | 48F SSM UMIC DJIA R RD |  | 2000 | 8368.5
048E81-65131-AU | 48F SSM UMIC DJIA R BL |  | 2000 | 8368.5
048E81-65131-RD | 48F SSM UMIC SJ R RD |  | 2000 | 5777.7
036T88-61190-29 | 36F OM4 UMIC SJ P |  | 1312 | 12781.36
036E8P-61131-A3 | 36F SSM UMIC DJIA I/O P |  | 1312 | 10468.34
036EC4-14100D53 | 36F SSM RIB SJ FREE |  | 2000 | 872.46
036EC5-14100D53 | 36F SSM RIB SJSA FREE |  | 2000 | 1043.22
036EC8-14101-A3 | 36F SSM RIB DJIA P |  | 1312 | 6905.8
036ECF-14101D20 | 36F SSM RIB SJ I/O R FREE |  | 1312 | 4315.6
036ENA-T4S01A20 | 36F SSM ADSS SJ |  | 7000 | 1268.72
036EU4-T4100D20 | ** PLEASE SUGGEST FAB CABLE *** FOR EN |  | 3000 | 627.92
036EU4-T4701D20 | ** PLEASE SUGGEST FAB CABLE *** FOR EN |  | 3000 | 627.92
036EU5-T4100D20 | 36F SSM OSPLT DJSA FREE |  | 3000 | 1143.66
036EUA-T4101D20 | 36F SSM OSPLT FIG8 FREE |  | 6500 | 1453.78
036EUC-T4100D20 | * FOR EN DISTRIBUTION CHANNELS** PLEASE |  | 3000 | 742.76
036EUE-T4100D20 | 36F SSM OSPLT DJ FREE |  | 3000 | 882.52
036EUE-T4101D20 | 36F SSM OSPLT DJ FREE |  | 3000 | 882.52
036EUF-T4101D20 | 36F SSM LT SJ I/O R FREE |  | 1312 | 1838.08
036EUF-T4101DA1 | 36F SSM LT DJIA I/O R FREE |  | 1312 | 5605.5
036EUZ-T4101D20 | 36F SSM LT SJ LSZH FREE |  | 1312 | 2068.9
036EUZ-T4101D2N | 36F SSM LT SJ LSZH FREE |  | 1312 | 2498.54
036EWP-T4101D20 | 36F SSM LT SJ I/O P FREE |  | 1312 | 3610.56
036EWP-T4101DA3 | 36F SSM LT DJIA I/O P FREE |  | 1312 | 7421.56
036K81-61130-24 | 36F OM1 UMIC SJ R |  | 1312 | 13087.98
036K8F-61130-29 | 36F OM1 UMIC SJ I/O R |  | 1312 | 16999.02
036KUL-T4630D2N | 36F OM1 LT DJ LSZH FREE |  | 2000 | 12189.5
036KUZ-T4130D2N | 36F OM1 LT SJ LSZH FREE |  | 1312 | 9764.6
036KWP-T4130D20 | 36F OM1 LT SJ I/O P FREE |  | 1312 | 13439.38
036T81-61180-24 | 36F OM3 UMIC SJ R |  | 1312 | 10629.14
036T81-61190-A1 | 36F OM4 UMIC DJIA R |  | 1312 | 14094.02
036T81-61191-24 | 36F OM4+ UMIC SJ R |  | 1312 | 13228.7
048E88-61131-29 | 48F SSM UMIC SJ P |  | 1312 | 5836.02
048EC7-18101-RD | 48F SSM RIB SJ R RD |  | 2000 | 3722.96
048EC8-14101-20 | 48F SSM RIB SJ P |  | 1312 | 4165.38
048EC8-14101-A3 | 48F SSM RIB DJIA P |  | 1312 | 7081.14
048EC8-18101-BK | 48F SSM RIB SJ P BK |  | 2000 | 4556.04
048ECF-14101-20 | 48F SSM RIB SJ I/O R FILL |  | 1312 | 4331.98
048ECF-14101-A1 | 48F SSM RIB DJIA I/O R FILL |  | 1312 | 7364.38
048ECF-14101D20 | 48F SSM RIB SJ I/O R FREE |  | 1312 | 4545.24
048ECF-14101DA1 | 48F SSM RIB DJIA I/O R FREE |  | 1312 | 9464.26
048ED8-T1301-20 | 48F SSM MIC250 SJ P |  | 13124 | 4102.06
048ED8-T1301-A3 | 48F SSM MIC250 DJIA P |  | 13124 | 7063.5
048ED9-T1301-M2 | 48F SSM DC SJ P |  | 1312 | 5252.42
048EN4-T4M01A20 | 48F SSM ADSS SJ |  | 5000 | 1310.52
048EN4-T4S00A20 | 48F SSM ADSS SJ |  | 5000 | 1106.86
048EN4-T4S01A20 | 48F SSM ADSS SJ |  | 5000 | 1106.86
048ENA-T4M01A20 | 48F SSM ADSS SJ |  | 7000 | 1565.9
048ENA-T4S01A20 | 48F SSM ADSS SJ |  | 7000 | 1362.22
048EU4-T3100D64 | 48F SSM OSPLT SJ FREE |  | 5000 | 697.32
048EU4-T3101D20 | ** PLEASE SUGGEST FAB CABLE *** FOR EN |  | 3000 | 651.7
048EU4-T4100D20 | ** PLEASE SUGGEST FAB CABLE *** FOR EN |  | 3000 | 651.7
048EU4-T4100D53 | ** PLEASE SUGGEST FAB CABLE *** FOR EN |  | 3000 | 651.7
048EU4-T4101D20 | ** PLEASE SUGGEST FAB CABLE *** FOR EN |  | 3000 | 651.7
048EU4-T4700D20 | ** PLEASE SUGGEST FAB CABLE *** FOR EN |  | 3000 | 651.7
048EU4-T4701D20 | ** PLEASE SUGGEST FAB CABLE *** FOR EN |  | 3000 | 651.7
048EU5-T3100D20 | 48F SSM OSPLT DJSA FREE |  | 3000 | 1134.54
048EU5-T4100D20 | 48F SSM OSPLT DJSA FREE |  | 3000 | 1134.54
048EU5-T4101D20 | 48F SSM OSPLT DJSA FREE |  | 3000 | 1134.54
048EU6-T4100D20 | 48F SSM OSPLT TJDA FREE |  | 6500 | 1807.62
048EC7-18101-GR | 48F SSM RIB SJ R GR |  | 2000 | 3722.96
048E88-61131-A3 | 48F SSM UMIC DJIA P |  | 1312 | 8426.82
048E88-65131-AW | 48F SSM UMIC DJIA P WH |  | 2000 | 8952.1
048E88-65131-BL | 48F SSM UMIC SJ P BL |  | 2000 | 6361.3
048E88-65131-RD | 48F SSM UMIC SJ P RD |  | 2000 | 6361.3
048E8F-61131-29 | 48F SSM UMIC SJ I/O R |  | 1312 | 6711.42
048E8F-61131-A1 | 48F SSM UMIC DJIA I/O R |  | 1312 | 9302.22
048E8F-62131-29 | 48F SSM UMIC SJ I/O R |  | 1312 | 6711.42
048E8F-65131-AY | 48F SSM UMIC DJIA I/O R YL |  | 2000 | 9827.52
048E8F-65131-GR | 48F SSM UMIC SJ I/O R GR |  | 2000 | 7236.7
048E8F-65131-YL | 48F SSM UMIC SJ I/O R YL |  | 2000 | 7236.7
048E8P-61131-29 | 48F SSM UMIC SJ I/O P |  | 1312 | 8170.42
048E8P-61131-A3 | 48F SSM UMIC DJIA I/O P |  | 1312 | 10761.22
048E8P-65131-AG | 48F SSM UMIC DJIA I/O P GR |  | 2000 | 11286.52
048E8P-65131-YL | 48F SSM UMIC SJ I/O P YL |  | 2000 | 8695.72
048EAA-T3501A20 | 48F SSM ADSS DJ |  | 7000 | 2124.34
048EAA-T4501A20 | 48F SSM ADSS DJ |  | 7000 | 2124.34
048EAA-T4C01A20 | 48F SSM ADSS DJ |  | 7000 | 3110.42
048EAE-T3200A20 | 48F SSM ADSS DJ |  | 5000 | 1489.4
048EAE-T3201A20 | 48F SSM ADSS DJ |  | 5000 | 1458.94
048EAE-T4201A20 | 48F SSM ADSS DJ |  | 5000 | 1458.94
048EAE-T4501A20 | 48F SSM ADSS DJ |  | 5000 | 1868.96
048EAE-T4A00A20 | 48F SSM ADSS DJ |  | 5000 | 2628.04
048EAE-T4E01A20 | 48F SSM ADSS DJ |  | 5000 | 3613.8
048EC4-14100D53 | 48F SSM RIB SJ FREE |  | 2000 | 969.4
048EC5-14100D53 | 48F SSM RIB SJSA FREE |  | 2000 | 1140.16
048EC7-14101-20 | 48F SSM RIB SJ R |  | 1312 | 3332.3
048EC7-14101-A1 | 48F SSM RIB DJIA R |  | 1312 | 5664.9
012EB4-14100A20 | 12F SSM DROP SJ |  | 1312 | 397.26
012EB4-14101A20 | 12F SSM DROP SJ |  | 1312 | 385.68
012EB4-14701A20 | 12F SSM DROP SJ FAT |  | 1312 | 397.26
012EBZ-13100A20 | 12F SSM DROP SJ LSZH |  | 1312 | 859.3
012EBZ-14101A20 | 12F SSM DROP SJ LSZH |  | 1312 | 850.16
012EBZ-14101A2N | 12F SSM DROP SJ LSZH |  | 1312 | 972.12
012EC4-14100D53 | 12F SSM RIB SJ FREE |  | 2000 | 706.7
012EC5-14100D53 | 12F SSM RIB SJSA FREE |  | 2000 | 877.44
012EC7-14101-20 | 12F SSM RIB SJ R |  | 1312 | 2369.1
012EC7-14101-A1 | 12F SSM RIB DJIA R |  | 1312 | 4027.46
012EC8-14101-20 | 12F SSM RIB SJ P |  | 1312 | 2961.38
012EC8-14101-A3 | 12F SSM RIB DJIA P |  | 1312 | 5034.34
012EC8-18101-BK | 12F SSM RIB SJ P BK |  | 2000 | 3281.6
012ECF-14101-20 | 12F SSM RIB SJ I/O R FILL |  | 1312 | 3079.82
012ECF-14101-A1 | 12F SSM RIB DJIA I/O R FILL |  | 1312 | 5235.7
012ECF-14101D20 | 12F SSM RIB SJ I/O R FREE |  | 1312 | 3378.76
012ECZ-14101-20 | 12F SSM RIB SJ LSZH |  | 1312 | 3541.8
012ECZ-14101-AZ | 12F SSM RIB DJIA LSZH |  | 1312 | 6021.06
012ED8-31101-20 | 12F SSM MIC250 SJ P |  | 13124 | 1030.28
012ED9-T1301-M2 | 12F SSM DC SJ P |  | 1312 | 836.58
012EJ8-T3131-0F | 12F SSM RIC SJ P |  | 1312 | 703.82
012EN4-T3S01A20 | 12F SSM ADSS SJ |  | 5000 | 666.28
012EN4-T4M01A20 | 12F SSM ADSS SJ |  | 5000 | 804.7
012EN4-T4S00A20 | 12F SSM ADSS SJ |  | 5000 | 666.28
012EN4-T4S01A20 | 12F SSM ADSS SJ |  | 5000 | 666.28
012ENA-T4S01A20 | 12F SSM ADSS SJ |  | 7000 | 921.66
012ESF-64101D20 | 12F SSM LST SJ I/O R FREE |  | 2000 | 691
012EB4-13101A20 | 12F SSM DROP SJ |  | 1312 | 385.68
008T88-35190-YL | 8F OM4 MIC SJ P YL |  | 2000 | 2732.76
008TSF-T8180DAQ | 8F OM3 LST SJ I/O R AQ FREE |  | 2000 | 2970.38
008TUZ-T4190D2N | 8F OM4 LT SJ LSZH FREE |  | 2000 | 5056.58
008ZB4-14101A20 | 8F SMU DROP SJ |  | 1312 | 369.4
012E81-33131-24 | 12F SSM MIC SJ R |  | 1312 | 836.58
012E81-33131-A1 | 12F SSM MIC DJIA R |  | 1312 | 1976.54
012E81-37131-AR | 12F SSM MIC DJIA R RD |  | 2000 | 2134.56
012E81-37131-AW | 12F SSM MIC DJIA R WH |  | 2000 | 2134.56
012E88-33131-29 | 12F SSM MIC SJ P |  | 1312 | 929.54
012E88-33131-A3 | 12F SSM MIC DJIA P |  | 1312 | 2069.48
012E88-37131-AG | 12F SSM MIC DJIA P GR |  | 2000 | 2227.52
012E88-37131-BK | 12F SSM MIC SJ P BK |  | 2000 | 1087.56
012E88-37131-BL | 12F SSM MIC SJ P BL |  | 2000 | 1087.56
012E88-37131-SL | 12F SSM MIC SJ P SL |  | 2000 | 1087.56
012E8F-31131-29 | 12F SSM MIC SJ I/O R |  | 1312 | 1068.96
012E8F-31131-A1 | 12F SSM MIC DJIA I/O R |  | 1312 | 2208.92
012E8F-35131-AY | 12F SSM MIC DJIA I/O R YL |  | 2000 | 2366.94
012E8F-35131-RD | 12F SSM MIC SJ I/O R RD |  | 2000 | 1227
012E8F-35131-YL | 12F SSM MIC SJ I/O R YL |  | 2000 | 1227
012E8P-31131-29 | 12F SSM MIC SJ I/O P |  | 1312 | 1301.34
012E8P-31131-A3 | 12F SSM MIC DJIA I/O P |  | 1312 | 2441.3
012E8P-35131-AY | 12F SSM MIC DJIA I/O P YL |  | 2000 | 2599.32
012E8P-35131-YL | 12F SSM MIC SJ I/O P YL |  | 2000 | 1459.38
012EAE-T4201A20 | 12F SSM ADSS DJ |  | 5000 | 993.74
012EAE-T4501A20 | 12F SSM ADSS DJ |  | 5000 | 1331.04
012EB1-14100A20 | 12F SSM DROP TONE |  | 1312 | 444.92
012EB1-14101A20 | 12F SSM DROP TONE |  | 1312 | 431.96
012ESF-T3101D20 | 12F SSM LST SJ I/O R FREE |  | 1312 | 578.3
012EUF-T8101DYL | 12F SSM LT SJ I/O R YL FREE |  | 2000 | 1613.92
012EUK-T3601D2M | 12F SSM LT DJ LSZH R FREE |  | 2000 | 3442.18
012EUK-T3601D2N | 12F SSM LT DJ LSZH R FREE |  | 2000 | 3320.38
012EUK-T4601D2M | 12F SSM LT DJ LSZH R FREE |  | 2000 | 3442.18
012EUK-T4601DFN | 12F SSM LT DJF LSZH R FREE |  | 2000 | 4850.52
012EUK-T8601DYL | 12F SSM LT DJ LSZH R YL FREE |  | 2000 | 3437.6
012EUL-64601D2M | 12F SSM LT DJ LSZH FREE |  | 2000 | 3271.5
012EUL-T3601D2M | 12F SSM LT DJ LSZH FREE |  | 2000 | 3158.78
012EUL-T4601D20 | 12F SSM LT DJ LSZH FREE |  | 2000 | 2833.98
012EUL-T4601D2M | 12F SSM LT DJ LSZH FREE |  | 2000 | 3158.78
012EUL-T4601D2N | 12F SSM LT DJ LSZH FREE |  | 2000 | 3036.98
012EUL-T4601DFN | 12F SSM LT DJF LSZH FREE |  | 2000 | 4409.56
012EUL-T7601DMY | 12F SSM LT DJ LSZH YL FREE |  | 2000 | 3479.02
012EUL-T8601DMY | 12F SSM LT DJ LSZH YL FREE |  | 2000 | 3479.02
012EUL-TB601DMY | 12F SSM LT DJ LSZH FREE |  | 2000 | 3253.58
012EUV-T4101D20 | 12F SSM LT DJSA LSZH FREE |  | 1312 | 2858.68
012EUV-T4101D2N | 12F SSM LT DJSA LSZH FREE |  | 1312 | 3061.76
012EUV-T8101DNY | 12F SSM LT DJSA LSZH YL FREE |  | 2000 | 3381.98
012EUV-T8101DYL | 12F SSM LT DJSA LSZH YL FREE |  | 2000 | 3178.92
012EUZ-T4100D20 | 12F SSM LT SJ LSZH FREE |  | 2000 | 1677.96
012EUZ-T4101D20 | 12F SSM LT SJ LSZH FREE |  | 1312 | 1560.5
012EUZ-T4101D2N | 12F SSM LT SJ LSZH FREE |  | 1312 | 1673.54
012EUZ-T4101DAN | 12F SSM LT DJIA LSZH FREE |  | 1312 | 5722.72
012EUZ-T4101DAZ | 12F SSM LT DJIA LSZH FREE |  | 1312 | 5343.46
012EUZ-T8101DVY | 12F SSM LT DJIA LSZH YL FREE |  | 2000 | 6042.94
012J8F-31131-29 | 12F LBL MIC SJ I/O R |  | 1312 | 1346.88
012JC8-14101-A3 | 12F LBL RIB DJIA P |  | 1312 | 5554.7
012EUF-T4101DA1 | 12F SSM LT DJIA I/O R FREE |  | 1312 | 3937.34
012ESF-T4101D20 | 12F SSM LST SJ I/O R FREE |  | 1312 | 578.3
012ESF-T4101DA1 | 12F SSM LST DJIA I/O R FREE |  | 1312 | 3015.22
012ESF-T8101DAY | 12F SSM LST DJIA I/O R YL FREE |  | 2000 | 3335.44
012ESP-T4101D20 | 12F SSM LT SJ I/O P FREE |  | 1312 | 2098.82
012ESP-T4101DA3 | 12F SSM LT DJIA I/O P FREE |  | 1312 | 5351.76
012EU4-64100D20 | 12F SSM OSPLT SJ FREE |  | 5000 | 468.48
012EU4-T3100D64 | 12F SSM OSPLT SJ FREE |  | 5000 | 446.76
012EU4-T4100D20 | ** PLEASE SUGGEST FAB CABLE *** FOR EN |  | 3000 | 417.54
012EU4-T4100D53 | ** PLEASE SUGGEST FAB CABLE *** FOR EN |  | 3000 | 417.54
012EU4-T4101D20 | ** PLEASE SUGGEST FAB CABLE *** FOR EN |  | 3000 | 417.54
012EU4-T4101F20 | 12F SSM OSPLT SJ FREE |  | 5000 | 475.96
012EU4-T4700D20 | ** PLEASE SUGGEST FAB CABLE *** FOR EN |  | 3000 | 417.54
012EU4-T4701D20 | ** PLEASE SUGGEST FAB CABLE *** FOR EN |  | 3000 | 417.54
012EU5-T4100D20 | 12F SSM OSPLT DJSA FREE |  | 3000 | 852.02
012EU5-T4101D20 | 12F SSM OSPLT DJSA FREE |  | 3000 | 852.02
012EU5-T4101F20 | 12F SSM OSPLT DJSA FREE |  | 5000 | 910.44
012EUA-T4100D20 | 12F SSM OSPLT FIG8 FREE |  | 6500 | 1264.8
012EUA-T4101D20 | 12F SSM OSPLT FIG8 FREE |  | 6500 | 1264.8
012EUB-T4101D20 | 12F SSM OSPLT FIG8 ARM FREE |  | 6500 | 2053.78
012EUC-T4100D20 | * FOR EN DISTRIBUTION CHANNELS** PLEASE |  | 3000 | 559.84
012EUC-T4101D20 | * FOR EN DISTRIBUTION CHANNELS** PLEASE |  | 3000 | 559.84
012EUC-T4101F20 | 12F SSM OSPLT SJSA FREE |  | 5000 | 618.26
012EUC-TA100DRD | 12F SSM OSPLT SJSA FREE |  | 5000 | 654.32
012EUD-T4101D20 | 12F SSM OSPLT DJDA FREE |  | 6500 | 1238.74
012EUE-T4100D20 | 12F SSM OSPLT DJ FREE |  | 3000 | 662.98
012EUE-T4101D20 | 12F SSM OSPLT DJ FREE |  | 3000 | 662.98
012EUF-T4101D20 | 12F SSM LT SJ I/O R FREE |  | 1312 | 1293.7
006T88-35131-YL | 6F OM2 MIC SJ P YL |  | 2000 | 1048.18
006T88-35180-AR | 6F OM3 MIC DJIA P RD |  | 2000 | 2357.2
006T88-35180-AY | 6F OM3 MIC DJIA P YL |  | 2000 | 2357.2
006T88-35180-BK | 6F OM3 MIC SJ P BK |  | 2000 | 1217.24
006T88-35180-BR | 6F OM3 MIC SJ P BR |  | 2000 | 1217.24
006T88-35180-GR | 6F OM3 MIC SJ P GR |  | 2000 | 1217.24
006T88-35180-RD | 6F OM3 MIC SJ P RD |  | 2000 | 1217.24
006T88-35180-VI | 6F OM3 MIC SJ P VI |  | 2000 | 1217.24
006T88-35180-YL | 6F OM3 MIC SJ P YL |  | 2000 | 1217.24
006T88-35190-AR | 6F OM4 MIC DJIA P RD |  | 2000 | 2766.74
006T88-35190-AS | 6F OM4 MIC DJIA P SL |  | 2000 | 2766.74
006T88-35190-BK | 6F OM4 MIC SJ P BK |  | 2000 | 1626.8
006T88-35190-GR | 6F OM4 MIC SJ P GR |  | 2000 | 1626.8
006T88-35190-RD | 6F OM4 MIC SJ P RD |  | 2000 | 1626.8
006T88-35190-YL | 6F OM4 MIC SJ P YL |  | 2000 | 1626.8
006T8F-31131-29 | 6F OM2 MIC SJ I/O R |  | 1312 | 1023.68
006T8F-31180-29 | 6F OM3 MIC SJ I/O R |  | 1312 | 1218.1
006T8F-31180-A1 | 6F OM3 MIC DJIA I/O R |  | 1312 | 2358.06
006T8F-31190-29 | 6F OM4 MIC SJ I/O R |  | 1312 | 1689.08
006T8F-31190-A1 | 6F OM4 MIC DJIA I/O R |  | 1312 | 2829.04
006T8F-35180-AG | 6F OM3 MIC DJIA I/O R GR |  | 2000 | 2516.08
006T8F-35180-AQ | 6F OM3 MIC SJ I/O R AQ |  | 2000 | 1376.14
006T8F-35180-OR | 6F OM3 MIC SJ I/O R OR |  | 2000 | 1376.14
006T8P-31131-29 | 6F OM2 MIC SJ I/O P |  | 1312 | 1570.06
006T8P-31180-29 | 6F OM3 MIC SJ I/O P |  | 1312 | 1742
006T8P-31180-A3 | 6F OM3 MIC DJIA I/O P |  | 1312 | 2881.94
006T8P-31190-29 | 6F OM4 MIC SJ I/O P |  | 1312 | 2315.36
006T88-32190-29 | 6F OM4 MIC SJ P |  | 1312 | 1468.76
006KUF-T4130DA1 | 6F OM1 LT DJIA I/O R FREE |  | 2000 | 6849.8
006KUL-T3630D2M | 6F OM1 LT DJ LSZH FREE |  | 2000 | 5514.32
006KUL-T4630D2M | 6F OM1 LT DJ LSZH FREE |  | 2000 | 5514.32
006KUV-T4130D20 | 6F OM1 LT DJSA LSZH FREE |  | 2000 | 5208.56
006KUZ-T4130D20 | 6F OM1 LT SJ LSZH FREE |  | 2000 | 3298.38
006KUZ-T4130D2N | 6F OM1 LT SJ LSZH FREE |  | 2000 | 3397.04
006KUZ-T4130DAN | 6F OM1 LT DJIA LSZH FREE |  | 2000 | 9849.04
006T81-31131-24 | 6F OM2 MIC SJ R |  | 1312 | 801.14
006T81-31131-A1 | 6F OM2 MIC DJIA R |  | 1312 | 2226.08
006T81-31180-24 | 6F OM3 MIC SJ R |  | 1312 | 953.3
006T81-31180-A1 | 6F OM3 MIC DJIA R |  | 1312 | 2093.26
006T81-31190-24 | 6F OM4 MIC SJ R |  | 1312 | 1321.88
006T81-31190-A1 | 6F OM4 MIC DJIA R |  | 1312 | 2461.84
006T81-31191-24 | 6F OM4+ MIC SJ R |  | 1312 | 1520.18
006T81-35190-AG | 6F OM4 MIC DJIA R GR |  | 2000 | 2619.88
006T81-35190-BL | 6F OM4 MIC SJ R BL |  | 2000 | 1479.92
006T81-35190-RD | 6F OM4 MIC SJ R RD |  | 2000 | 1479.92
006T81-35190-SL | 6F OM4 MIC SJ R SL |  | 2000 | 1479.92
006T81-35190-VI | 6F OM4 MIC SJ R VI |  | 2000 | 1479.92
006T81-35190-YL | 6F OM4 MIC SJ R YL |  | 2000 | 1479.92
006T88-31131-29 | 6F OM2 MIC SJ P |  | 1312 | 890.16
006T88-31131-A3 | 6F OM2 MIC DJIA P |  | 1312 | 2315.1
006T88-31180-29 | 6F OM3 MIC SJ P |  | 1312 | 1059.22
006T88-31180-A3 | 6F OM3 MIC DJIA P |  | 1312 | 2199.18
006T88-31190-29 | 6F OM4 MIC SJ P |  | 1312 | 1468.76
006T88-31190-A3 | 6F OM4 MIC DJIA P |  | 1312 | 2608.72
006T88-31191-29 | 6F OM4+ MIC SJ P |  | 1312 | 1689.08
006T8P-31190-A3 | 6F OM4 MIC DJIA I/O P |  | 1312 | 3455.32
006Z88-31131-A3 | 6F SMU MIC DJIA P |  | 1312 | 1601.44
006Z88-35131-AW | 6F SMU MIC DJIA P WH |  | 2000 | 1759.48
006Z88-35131-WH | 6F SMU MIC SJ P WH |  | 2000 | 619.54
006ZB1-14122A20 | 6F SMU DROP TONE |  | 1312 | 379.22
006ZB4-14101A20 | 6F SMU DROP SJ |  | 1312 | 338.6
006ZSF-T4101DA1 | 6F SMU LST DJIA I/O R FREE |  | 1312 | 2415.2
006ZU4-T3722D20 | 6F SMU OSPLT SJ FAT FREE |  | 5000 | 422.98
006ZU4-T4722D20 | 6F SMU OSPLT SJ FAT FREE |  | 5000 | 422.98
006ZU5-T4122D20 | 6F SMU OSPLT DJSA FREE |  | 5000 | 862.16
006ZUC-T4122D20 | 6F SMU OSPLT SJSA FREE |  | 5000 | 567.12
006ZUZ-T4101D2N | 6F SMU LT SJ LSZH FREE |  | 2000 | 1681.34
008E88-31131-29 | 8F SSM MIC SJ P |  | 2000 | 907.82
008E88-35131-GR | 8F SSM MIC SJ P GR |  | 2000 | 1065.86
008KSF-T4130D20 | 8F OM1 LST SJ I/O R FREE |  | 1312 | 2504.54
008T81-31180-24 | 8F OM3 MIC SJ R |  | 2000 | 1798.64
008T81-31180-A1 | 8F OM3 MIC DJIA R |  | 2000 | 2938.58
008T81-35190-YL | 8F OM4 MIC SJ R YL |  | 2000 | 2475.3
008T88-31180-29 | 8F OM3 MIC SJ P |  | 2000 | 1998.48
008T88-31190-29 | 8F OM4 MIC SJ P |  | 2000 | 2574.74
008T88-31190-A3 | 8F OM4 MIC DJIA P |  | 2000 | 3714.68
008T88-35180-GR | 8F OM3 MIC SJ P GR |  | 2000 | 2156.5
008T88-35180-OR | 8F OM3 MIC SJ P OR |  | 2000 | 2156.5
008T88-35180-VI | 8F OM3 MIC SJ P VI |  | 2000 | 2156.5
008T88-35180-YL | 8F OM3 MIC SJ P YL |  | 2000 | 2156.5
008T88-35190-GR | 8F OM4 MIC SJ P GR |  | 2000 | 2732.76
008T88-35190-OR | 8F OM4 MIC SJ P OR |  | 2000 | 2732.76
008T88-35190-SL | 8F OM4 MIC SJ P SL |  | 2000 | 2732.76
006U88-31131-29 | 6F ZBL MIC SJ P |  | 1312 | 803
006T8P-31191-29 | 6F OM4+ MIC SJ I/O P |  | 1312 | 2662.66
006T8P-35190-GR | 6F OM4 MIC SJ I/O P GR |  | 2000 | 2473.38
006T8P-35190-SL | 6F OM4 MIC SJ I/O P SL |  | 2000 | 2473.38
006TSF-T4131D20 | 6F OM2 LST SJ I/O R FREE |  | 1312 | 1298.72
006TSF-T4180D20 | 6F OM3 LST SJ I/O R FREE |  | 1312 | 1901.4
006TSF-T4180DA1 | 6F OM3 LST DJIA I/O R FREE |  | 1312 | 3918.18
006TSF-T4190D20 | 6F OM4 LST SJ I/O R FREE |  | 1312 | 2683.5
006TSF-T4190DA1 | 6F OM4 LST DJIA I/O R FREE |  | 1312 | 4533.64
006TSF-T8190DOR | 6F OM4 LST SJ I/O R OR FREE |  | 2000 | 3003.72
006TSP-T4131D20 | 6F OM2 LT SJ I/O P FREE |  | 2000 | 3074.12
006TSP-T4180D20 | 6F OM3 LT SJ I/O P FREE |  | 2000 | 2999.04
006TU4-T4190D20 | 6F OM4 OSPLT SJ FREE |  | 5000 | 3614.82
006TU4-T4731D20 | 6F OM2 OSPLT SJ FAT FREE |  | 5000 | 1615.5
006TU4-T4780D20 | 6F OM3 OSPLT SJ FAT FREE |  | 5000 | 3279.12
006TU4-T4790D20 | 6F OM4 OSPLT SJ FAT FREE |  | 5000 | 3614.82
006TUA-T4180D20 | 6F OM3 OSPLT FIG8 FREE |  | 8500 | 2764.96
006TUC-T4131D20 | 6F OM2 OSPLT SJSA FREE |  | 5000 | 1730.34
006TUC-T4180D20 | 6F OM3 OSPLT SJSA FREE |  | 5000 | 3393.96
006TUC-T4190D20 | 6F OM4 OSPLT SJSA FREE |  | 5000 | 3729.64
006TUF-T4180D20 | 6F OM3 LT SJ I/O R FREE |  | 2000 | 2601.54
006TUF-T8190DVI | 6F OM4 LT SJ I/O R VI FREE |  | 2000 | 3438.94
006TUL-T3631D2M | 6F OM2 LT DJ LSZH FREE |  | 2000 | 4747.2
006TUL-T4680D2N | 6F OM3 LT DJ LSZH FREE |  | 2000 | 4498.96
006TUZ-T4180D20 | 6F OM3 LT SJ LSZH FREE |  | 2000 | 2928.72
006TUZ-T4180D2N | 6F OM3 LT SJ LSZH FREE |  | 2000 | 3027.38
006U81-31131-24 | 6F ZBL MIC SJ R |  | 1312 | 722.7
006U81-35131-VI | 6F ZBL MIC SJ R VI |  | 2000 | 880.74
012K81-33130-24 | 12F OM1 MIC SJ R |  | 1312 | 2346.24
012TUV-T4180D2N | 12F OM3 LT DJSA LSZH FREE |  | 1312 | 5806.04
012TUV-T4190D20 | 12F OM4 LT DJSA LSZH FREE |  | 1312 | 6784.98
012TUV-T4190D2N | 12F OM4 LT DJSA LSZH FREE |  | 1312 | 6988.04
012TUV-T4191D20 | 12F OM4+ LT DJSA LSZH FREE |  | 1312 | 9449.84
012TUZ-T4131D20 | 12F OM2 LT SJ LSZH FREE |  | 1312 | 3153.8
012TUZ-T4131D2N | 12F OM2 LT SJ LSZH FREE |  | 1312 | 3266.84
012TUZ-T4180D20 | 12F OM3 LT SJ LSZH FREE |  | 1312 | 4290.46
012TUZ-T4180D2N | 12F OM3 LT SJ LSZH FREE |  | 1312 | 4403.5
012TUZ-T4190D20 | 12F OM4 LT SJ LSZH FREE |  | 1312 | 4943.56
012TUZ-T4190D2N | 12F OM4 LT SJ LSZH FREE |  | 1312 | 5056.58
012TUZ-T8190DVA | 12F OM4 LT DJIA LSZH AQ FREE |  | 2000 | 9622.84
012U81-33131-24 | 12F ZBL MIC SJ R |  | 1312 | 1528.44
012U88-33131-29 | 12F ZBL MIC SJ P |  | 1312 | 1698.26
012XU4-CN375D20 | 12F HYB OSPLT SJ FAT FREE |  | 5000 | 3137.2
012Z88-33131-29 | 12F SMU MIC SJ P |  | 1312 | 976
012Z88-33131-A3 | 12F SMU MIC DJIA P |  | 1312 | 2115.96
012Z8F-31131-29 | 12F SMU MIC SJ I/O R |  | 1312 | 1122.42
012ZB4-14101A20 | 12F SMU DROP SJ |  | 1312 | 431.96
012ZB4-14122A20 | 12F SMU DROP SJ |  | 1312 | 431.96
012ZC8-14101-20 | 12F SMU RIB SJ P |  | 1312 | 3257.52
012ZC8-18101-BL | 12F SMU RIB SJ P BL |  | 2000 | 3577.74
012ZCF-14101-A1 | 12F SMU RIB DJIA I/O R FILL |  | 1312 | 5759.28
012ZD8-31301-20 | 12F SMU MIC250 SJ P |  | 13124 | 1082.74
012ZD9-T1301-M2 | 12F SMU DC SJ P |  | 1312 | 878.4
012ZD9-T1301-MA | 12F SMU DC DJIA P |  | 1312 | 1904.36
012ZM4-T3F22A20 | 12F SMU MXTSD SJ FAB FILL |  | 2000 | 491
012ZM4-T4F22A20 | 12F SMU MXTSD SJ FAB FILL |  | 2000 | 491
012TUL-T8690DNV | 12F OM4 LT DJ LSZH VI FREE |  | 2000 | 7307.04
012TSP-T4131D20 | 12F OM2 LT SJ I/O P FREE |  | 1312 | 3932.14
012TSP-T4180D20 | 12F OM3 LT SJ I/O P FREE |  | 1312 | 4173.34
012TSP-T4180DA3 | 12F OM3 LT DJIA I/O P FREE |  | 1312 | 8130.84
012TSP-T4190D20 | 12F OM4 LT SJ I/O P FREE |  | 1312 | 6033.08
012TSP-T4190DA3 | 12F OM4 LT DJIA I/O P FREE |  | 1312 | 9802.86
012TSP-T4191D20 | 12F OM4+ LT SJ I/O P FREE |  | 1312 | 8494.42
012TU4-T4180D20 | 12F OM3 OSPLT SJ FREE |  | 3000 | 3279.12
012TU4-T4731D20 | 12F OM2 OSPLT SJ FAT FREE |  | 3000 | 1615.5
012TU4-T4780D20 | 12F OM3 OSPLT SJ FAT FREE |  | 3000 | 3279.12
012TU4-T4790D20 | 12F OM4 OSPLT SJ FAT FREE |  | 3000 | 3614.82
012TUA-T4180D20 | 12F OM3 OSPLT FIG8 FREE |  | 6500 | 4769.12
012TUC-T4131D20 | 12F OM2 OSPLT SJSA FREE |  | 3000 | 1730.34
012TUC-T4131F20 | 12F OM2 OSPLT SJSA FREE |  | 5000 | 1788.76
012TUC-T4180D20 | 12F OM3 OSPLT SJSA FREE |  | 3000 | 3393.96
012TUC-T4190D20 | 12F OM4 OSPLT SJSA FREE |  | 3000 | 3729.64
012TUF-T4131D20 | 12F OM2 LT SJ I/O R FREE |  | 1312 | 2985.42
012TUF-T4180D20 | 12F OM3 LT SJ I/O R FREE |  | 1312 | 3874.64
012TUF-T4180DA1 | 12F OM3 LT DJIA I/O R FREE |  | 1312 | 6896.68
012TUF-T4190D20 | 12F OM4 LT SJ I/O R FREE |  | 1312 | 5009.5
012TUF-T4190DA1 | 12F OM4 LT DJIA I/O R FREE |  | 1312 | 8103.68
012TUK-T4690D2M | 12F OM4 LT DJ LSZH R FREE |  | 2000 | 7787.02
012TUL-T3631D2M | 12F OM2 LT DJ LSZH FREE |  | 2000 | 5216.66
012TUL-T3680D2M | 12F OM3 LT DJ LSZH FREE |  | 2000 | 5926.62
012TUL-T4680D2M | 12F OM3 LT DJ LSZH FREE |  | 2000 | 5926.62
012TUL-T4680D2N | 12F OM3 LT DJ LSZH FREE |  | 2000 | 5804.82
012TUL-T4680DFN | 12F OM3 LT DJF LSZH FREE |  | 2000 | 7177.4
012TUL-T4680DFZ | 12F OM3 LT DJF LSZH FREE |  | 2000 | 6889.38
012ZMF-T4101A20 | 12F SMU MXTSD SJ I/O R FILL |  | 1312 | 1541.08
024E88-37131-AG | 24F SSM MIC DJIA P GR |  | 2000 | 3651.78
024E88-37131-GR | 24F SSM MIC SJ P GR |  | 2000 | 2511.82
024E88-37131-SL | 24F SSM MIC SJ P SL |  | 2000 | 2511.82
024E88-37131-VI | 24F SSM MIC SJ P VI |  | 2000 | 2511.82
024E8F-31131-29 | 24F SSM MIC SJ I/O R |  | 1312 | 2502.48
024E8F-31131-A1 | 24F SSM MIC DJIA I/O R |  | 1312 | 3642.44
024E8F-35131-AV | 24F SSM MIC DJIA I/O R VI |  | 2000 | 3978.18
024E8F-35131-AY | 24F SSM MIC DJIA I/O R YL |  | 2000 | 3978.18
024E8F-35131-YL | 24F SSM MIC SJ I/O R YL |  | 2000 | 2838.24
024E8P-31131-29 | 24F SSM MIC SJ I/O P |  | 1312 | 2787.42
024E8P-31131-A3 | 24F SSM MIC DJIA I/O P |  | 1312 | 3927.38
024E8P-35131-AR | 24F SSM MIC DJIA I/O P RD |  | 2000 | 4263.12
024E8P-35131-YL | 24F SSM MIC SJ I/O P YL |  | 2000 | 3123.16
024EAA-T3201A20 | 24F SSM ADSS DJ |  | 7000 | 1449.06
024EAA-T3501A20 | 24F SSM ADSS DJ |  | 7000 | 1851.62
024EAE-T4201A20 | 24F SSM ADSS DJ |  | 5000 | 1193.68
024EAE-T4501A20 | 24F SSM ADSS DJ |  | 5000 | 1596.24
024EC4-14100D53 | 24F SSM RIB SJ FREE |  | 2000 | 785.22
024EC5-13100D53 | 24F SSM RIB SJSA FREE |  | 2000 | 955.98
024EC5-14100D53 | 24F SSM RIB SJSA FREE |  | 2000 | 955.98
024EC7-14101-20 | 24F SSM RIB SJ R |  | 1312 | 2988.62
024EC7-14101-A1 | 24F SSM RIB DJIA R |  | 1312 | 5080.66
024EC8-14101-20 | 24F SSM RIB SJ P |  | 1312 | 3735.78
024EC8-14101-A3 | 24F SSM RIB DJIA P |  | 1312 | 6350.84
024EC8-17101-WH | 24F SSM RIB SJ P WH |  | 2000 | 4056
024ECF-14101-20 | 24F SSM RIB SJ I/O R FILL |  | 1312 | 3885.22
024ECF-14101-A1 | 24F SSM RIB DJIA I/O R FILL |  | 1312 | 6604.86
024E88-33131-A3 | 24F SSM MIC DJIA P |  | 1312 | 3316.02
012ZN4-T4S22A20 | 12F SMU ADSS SJ |  | 5000 | 674.34
012ZSF-T4101D20 | 12F SMU LST SJ I/O R FREE |  | 1312 | 650.18
012ZSF-T4101DA1 | 12F SMU LST DJIA I/O R FREE |  | 1312 | 2822.46
012ZSP-T4101D20 | 12F SMU LT SJ I/O P FREE |  | 1312 | 2205.86
012ZU4-64722D20 | 12F SMU OSPLT SJ FAT FREE |  | 5000 | 473.92
012ZU4-T3F22D20 | 12F SMU OSPLT SJ FAB FREE |  | 3000 | 422.98
012ZU4-T4122D20 | ** PLEASE SUGGEST FAB CABLE *** FOR EN |  | 3000 | 422.98
012ZU4-T4122F20 | 12F SMU OSPLT SJ FREE |  | 5000 | 481.38
012ZU4-T4722D20 | ** PLEASE SUGGEST FAB CABLE *** FOR EN |  | 3000 | 422.98
012ZU4-T4F22D20 | 12F SMU OSPLT SJ FAB FREE |  | 3000 | 422.98
012ZU5-T4122D20 | 12F SMU OSPLT DJSA FREE |  | 3000 | 862.16
012ZU6-T4122D20 | 12F SMU OSPLT TJDA FREE |  | 6500 | 1614.24
012ZUC-T4122D20 | * FOR EN DISTRIBUTION CHANNELS** PLEASE |  | 3000 | 567.12
012ZUC-T4F22D20 | 12F SMU OSPLT SJSA FAT FREE |  | 3000 | 567.12
012ZUD-T4122D20 | 12F SMU OSPLT DJDA FREE |  | 6500 | 1250
012ZUF-T4101D20 | 12F SMU LT SJ I/O R FREE |  | 1312 | 1400.98
012ZUL-T3601D2M | 12F SMU LT DJ LSZH FREE |  | 2000 | 3223.8
012ZUL-T4601DFZ | 12F SMU LT DJF LSZH FREE |  | 2000 | 4186.54
012ZUZ-T4101D20 | 12F SMU LT SJ LSZH FREE |  | 1312 | 1587.64
012ZUZ-T4101D2N | 12F SMU LT SJ LSZH FREE |  | 1312 | 1700.68
012ZUZ-T4101DAN | 12F SMU LT DJIA LSZH FREE |  | 1312 | 5436.92
016EUZ-T4101DAN | 16F SSM LT DJIA LSZH FREE |  | 2000 | 5868.74
018E81-33131-A1 | 18F SSM MIC DJIA R |  | 2000 | 3039.18
024E68-31331-29 | 24F SSM BRK SJ P |  | 13124 | 6161.08
024E81-33131-24 | 24F SSM MIC SJ R |  | 1312 | 1958.46
024E81-33131-A1 | 24F SSM MIC DJIA R |  | 1312 | 3098.42
024E88-33131-29 | 24F SSM MIC SJ P |  | 1312 | 2176.08
012KUF-TA130DGR | 12F OM1 LT SJ I/O R FREE |  | 2000 | 4518.14
012KUK-T4630DFN | 12F OM1 LT DJF LSZH R FREE |  | 2000 | 9274.92
012KUL-T3630D2M | 12F OM1 LT DJ LSZH FREE |  | 2000 | 6628.54
012KUL-T4630D2N | 12F OM1 LT DJ LSZH FREE |  | 2000 | 6506.74
012KUL-T4630DFZ | 12F OM1 LT DJF LSZH FREE |  | 2000 | 8143.72
012KUV-T4130D20 | 12F OM1 LT DJSA LSZH FREE |  | 1312 | 6576.1
012KUV-T4130D2N | 12F OM1 LT DJSA LSZH FREE |  | 1312 | 6779.16
012KUZ-T4130D20 | 12F OM1 LT SJ LSZH FREE |  | 1312 | 4681.68
012KUZ-T4130D2N | 12F OM1 LT SJ LSZH FREE |  | 1312 | 4794.72
012KUZ-T4130DAN | 12F OM1 LT DJIA LSZH FREE |  | 1312 | 10650.74
012KUZ-T4130DAZ | 12F OM1 LT DJIA LSZH FREE |  | 1312 | 10271.48
012T81-33180-24 | 12F OM3 MIC SJ R |  | 1312 | 1835.28
012T81-33180-A1 | 12F OM3 MIC DJIA R |  | 1312 | 2975.24
012T81-33190-24 | 12F OM4 MIC SJ R |  | 1312 | 2361.28
012T81-33190-A1 | 12F OM4 MIC DJIA R |  | 1312 | 3501.24
012T81-33191-24 | 12F OM4+ MIC SJ R |  | 1312 | 2715.46
012T81-37180-AW | 12F OM3 MIC DJIA R WH |  | 2000 | 3133.26
012T81-37180-BL | 12F OM3 MIC SJ R BL |  | 2000 | 1993.32
012T81-37180-GR | 12F OM3 MIC SJ R GR |  | 2000 | 1993.32
012T81-37180-OR | 12F OM3 MIC SJ R OR |  | 2000 | 1993.32
012T81-37180-RD | 12F OM3 MIC SJ R RD |  | 2000 | 1993.32
012T81-37180-YL | 12F OM3 MIC SJ R YL |  | 2000 | 1993.32
012T88-33131-29 | 12F OM2 MIC SJ P |  | 1312 | 1773.2
012T88-33131-A3 | 12F OM2 MIC DJIA P |  | 1312 | 3198.14
012T88-33180-29 | 12F OM3 MIC SJ P |  | 1312 | 2039.2
012T88-33180-A3 | 12F OM3 MIC DJIA P |  | 1312 | 3179.14
012T88-33190-29 | 12F OM4 MIC SJ P |  | 1312 | 2623.64
012KUF-T4130DA1 | 12F OM1 LT DJIA I/O R FREE |  | 1312 | 9060.18
012K81-33130-A1 | 12F OM1 MIC DJIA R |  | 1312 | 3714.18
012K88-33130-29 | 12F OM1 MIC SJ P |  | 1312 | 2606.92
012K88-33130-A3 | 12F OM1 MIC DJIA P |  | 1312 | 3974.88
012K8F-31130-29 | 12F OM1 MIC SJ I/O R |  | 1312 | 2997.98
012K8F-31130-A1 | 12F OM1 MIC DJIA I/O R |  | 1312 | 4365.92
012K8F-35130-AO | 12F OM1 MIC DJIA I/O R OR |  | 2000 | 4523.96
012K8F-35130-OR | 12F OM1 MIC SJ I/O R OR |  | 2000 | 3156
012K8F-35130-RD | 12F OM1 MIC SJ I/O R RD |  | 2000 | 3156
012K8P-31130-29 | 12F OM1 MIC SJ I/O P |  | 1312 | 3649.72
012K8P-31130-A3 | 12F OM1 MIC DJIA I/O P |  | 1312 | 5017.64
012KB4-14130A20 | 12F OM1 DROP SJ |  | 1312 | 2915.3
012KCF-14130-20 | 12F OM1 RIB SJ I/O R FILL |  | 1312 | 6553.68
012KCJ-14130-20 | 12F OM1 RIB SJ LSZH |  | 1312 | 5797.5
012KD8-31330-20 | 12F OM1 MIC250 SJ P |  | 13124 | 3930.94
012KN4-T4M30A20 | 12F OM1 ADSS SJ |  | 5000 | 2466.06
012KSF-T4130D20 | 12F OM1 LST SJ I/O R FREE |  | 1312 | 3379.72
012KSF-T4130DA1 | 12F OM1 LST DJIA I/O R FREE |  | 1312 | 6857.32
012KSF-T8130DAO | 12F OM1 LST DJIA I/O R OR FREE |  | 2000 | 7177.56
012KSP-T4130D20 | 12F OM1 LT SJ I/O P FREE |  | 1312 | 6095.18
012KSP-T4130DA3 | 12F OM1 LT DJIA I/O P FREE |  | 1312 | 11251.3
012KU4-T4130D20 | 12F OM1 OSPLT SJ FREE |  | 3000 | 2090.72
012KU4-T4130F20 | 12F OM1 OSPLT SJ FREE |  | 5000 | 2149.12
012KU4-T4730D20 | 12F OM1 OSPLT SJ FAT FREE |  | 3000 | 2090.72
012KU5-T4130D20 | 12F OM1 OSPLT DJSA FREE |  | 3000 | 2711.66
012KUA-T4130D20 | 12F OM1 OSPLT FIG8 FREE |  | 6500 | 2951.1
012KUC-T4130D20 | 12F OM1 OSPLT SJSA FREE |  | 3000 | 2205.54
012KUF-T4130D20 | 12F OM1 LT SJ I/O R FREE |  | 1312 | 4423.36
012T88-33190-A3 | 12F OM4 MIC DJIA P |  | 1312 | 3763.6
012T8P-31131-29 | 12F OM2 MIC SJ I/O P |  | 1312 | 2482.46
012T8P-31180-29 | 12F OM3 MIC SJ I/O P |  | 1312 | 2854.88
012T8P-31180-A3 | 12F OM3 MIC DJIA I/O P |  | 1312 | 3994.84
012T8P-31190-29 | 12F OM4 MIC SJ I/O P |  | 1312 | 3673.1
012T8P-31190-A3 | 12F OM4 MIC DJIA I/O P |  | 1312 | 4813.06
012T8P-35180-AQ | 12F OM3 MIC SJ I/O P AQ |  | 2000 | 3012.9
012T8P-35190-AA | 12F OM4 MIC DJIA I/O P AQ |  | 2000 | 4971.08
012TBZ-14190A20 | 12F OM4 DROP SJ LSZH |  | 1312 | 4261.12
012TC7-14190-20 | 12F OM4 RIB SJ R |  | 1312 | 4378.52
012TC8-14180-A3 | 12F OM3 RIB DJIA P |  | 1312 | 6458.46
012TC8-14190-20 | 12F OM4 RIB SJ P |  | 1312 | 5473.14
012TC8-14190-A3 | 12F OM4 RIB DJIA P |  | 1312 | 9304.34
012TCF-14191-20 | 12F OM4+ RIB SJ I/O R FILL |  | 1312 | 9878.48
012TCZ-14190-AZ | 12F OM4 RIB DJIA LSZH |  | 1312 | 11128
012TD8-31380-20 | 12F OM3 MIC250 SJ P |  | 13124 | 3433.52
012TD9-T1390-M2 | 12F OM4 DC SJ P |  | 1312 | 2361.28
012TD9-T1390-MA | 12F OM4 DC DJIA P |  | 1312 | 3387.24
012TJ8-T3190-0F | 12F OM4 RIC SJ P |  | 1312 | 2916.5
012TJ8-T7190-RD | 12F OM4 RIC SJ P RD |  | 2000 | 3231.66
012TSF-T4131D20 | 12F OM2 LST SJ I/O R FREE |  | 1312 | 2022.58
012TSF-T4131DA1 | 12F OM2 LST DJIA I/O R FREE |  | 1312 | 5201.9
012TSF-T4180D20 | 12F OM3 LST SJ I/O R FREE |  | 1312 | 3377.32
012TSF-T4180DA1 | 12F OM3 LST DJIA I/O R FREE |  | 1312 | 5352.98
012TSF-T4190D20 | 12F OM4 LST SJ I/O R FREE |  | 1312 | 4653.7
012TSF-T4190DA1 | 12F OM4 LST DJIA I/O R FREE |  | 1312 | 7572.98
012TSF-T8190DAO | 12F OM4 LST DJIA I/O R OR FREE |  | 2000 | 7893.2
012TSF-T8190DBL | 12F OM4 LST SJ I/O R BL FREE |  | 2000 | 4973.92
012T8F-35180-AA | 12F OM3 MIC DJIA I/O R AQ |  | 2000 | 3643.06
012T88-37131-BK | 12F OM2 MIC SJ P BK |  | 2000 | 1931.22
012T88-37131-YL | 12F OM2 MIC SJ P YL |  | 2000 | 1931.22
012T88-37180-BK | 12F OM3 MIC SJ P BK |  | 2000 | 2197.22
012T88-37180-BL | 12F OM3 MIC SJ P BL |  | 2000 | 2197.22
012T88-37180-GR | 12F OM3 MIC SJ P GR |  | 2000 | 2197.22
012T88-37180-RD | 12F OM3 MIC SJ P RD |  | 2000 | 2197.22
012T88-37180-SL | 12F OM3 MIC SJ P SL |  | 2000 | 2197.22
012T88-37180-VI | 12F OM3 MIC SJ P VI |  | 2000 | 2197.22
012T88-37180-YL | 12F OM3 MIC SJ P YL |  | 2000 | 2197.22
012T88-37190-AG | 12F OM4 MIC DJIA P GR |  | 2000 | 3921.62
012T88-37190-AV | 12F OM4 MIC DJIA P VI |  | 2000 | 3921.62
012T88-37190-AY | 12F OM4 MIC DJIA P YL |  | 2000 | 3921.62
012T88-37190-BL | 12F OM4 MIC SJ P BL |  | 2000 | 2781.68
012T88-37190-GR | 12F OM4 MIC SJ P GR |  | 2000 | 2781.68
012T8F-35131-AR | 12F OM2 MIC DJIA I/O R RD |  | 2000 | 3622.14
012T8F-31191-29 | 12F OM4+ MIC SJ I/O R |  | 1312 | 3469.78
012T8F-31190-A1 | 12F OM4 MIC DJIA I/O R |  | 1312 | 4157.14
012T8F-31190-29 | 12F OM4 MIC SJ I/O R |  | 1312 | 3017.2
012T8F-31180-A1 | 12F OM3 MIC DJIA I/O R |  | 1312 | 3485.02
012T8F-31180-29 | 12F OM3 MIC SJ I/O R |  | 1312 | 2345.08
012T8F-31131-A1 | 12F OM2 MIC DJIA I/O R |  | 1312 | 3464.1
012T88-37190-OR | 12F OM4 MIC SJ P OR |  | 2000 | 2781.68
012T88-37190-RD | 12F OM4 MIC SJ P RD |  | 2000 | 2781.68
012T88-37190-SL | 12F OM4 MIC SJ P SL |  | 2000 | 2781.68
012T8F-31131-29 | 12F OM2 MIC SJ I/O R |  | 1312 | 2039.16
012T88-37190-YL | 12F OM4 MIC SJ P YL |  | 2000 | 2781.68
012T88-37190-VI | 12F OM4 MIC SJ P VI |  | 2000 | 2781.68