## APC_Price_List (10)
APC by Schneider Electric
Pricing Effective: 13-Feb-2024
Product Line | APC Part Number | Model | Input Voltage | Output Voltage | NAM LIST PRICE USD
» Cooling » Rack Air Distribution
| ACAC40000 | NetShelter AV 2U Vent Panel with Temperature Display |  |  | 168
| ACAC40001 | NetShelter AV 2U Vent Panel |  |  | 116
| ACF001 | APC AIR DISTRIBUTION UNIT 2U RM 115V 60HZ |  |  | 1650
| ACF001RF | APC Replacement Filter Air Dist Unit |  |  | 122
| ACF002 | APC AIR DIST UNIT 2U RM 230/208V 50/60HZ |  |  | 1529
| ACF115 | APC Rack Air Removal Unit SX Fan Assembly 100-240V 50/60 Hz |  |  | 4202
| ACF126 | APC Rack Air Removal Unit SX Ducting Kit 24 inch |  |  | 402
| ACF127 | APC Air Removal Unit Ducting Kit 600mm |  |  | 391
| ACF136 | APC Rack Air Removal Unit SX 600mm Wide Frame |  |  | 1018
| ACF137 | APC Rack Air Removal Unit SX 750mm Wide Frame |  |  | 1303
| ACF201BLK | Rack Side Air Distribution 2U 115V 60HZ |  |  | 1182
| ACF202BLK | APC SIDE AIR DISTRIBUTION UNIT 2U RM 230/208 50/60HZ |  |  | 1232
| ACF400 | APC Rack Air Removal Unit SX 100-240V 50/60 Hz with 600mm Wide Frame |  |  | 4939
| ACF402 | APC Rack Air Removal Unit SX 100-240V 50/60 Hz with 750mm Wide Frame |  |  | 5142
| ACF501 | Netshelter SX Roof Fan Tray 115 VAC |  |  | 626
| ACF502 | Netshelter SX Roof Fan Tray 208-230 VAC |  |  | 611
| ACF503 | Netshelter SX Roof Fan Tray 115 VAC 750mm |  |  | 941
| ACF504 | Netshelter SX Roof Fan Tray 208-230 VAC 750mm |  |  | 941
| ACF505 | NetShelter AV Roof Fan Tray 825mm 115VAC |  |  | 614
| ACF600 | NetShelter AV 2U Rack Fan Panel |  |  | 481
| ACF601 | NetShelter AV Rack Fan Temperature Controller |  |  | 157
| AR7725 | Side Airflow Duct Kit For Nexus 7009, 750mm Wide Enclosures |  |  | 707
| AR7751 | VED for 600mm Wide Short Range / Vertical Exhaust Duct Kit for SX Enclosure |  |  | 1210
| AR7752 | VED for 600mm Wide Tall Range / Vertical Exhaust Duct Kit for SX Enclosure |  |  | 1364
| AR7752W | VED for 600mm Wide Tall Range / Vertical Exhaust Duct Kit for SX Enclosure White |  |  | 1364
| AR7753 | VED for 750mm Wide Short Range / Vertical Exhaust Duct Kit for SX Enclosure |  |  | 1315
| AR7753W | VED for 750mm Wide Short Range / Vertical Exhaust Duct Kit for SX Enclosure White |  |  | 1441
| AR7754 | VED for 750mm Wide Tall Range / Vertical Exhaust Duct Kit for SX Enclosure |  |  | 1441
| AR7754W | VED for 750mm Wide Tall Range / Vertical Exhaust Duct Kit for SX Enclosure White |  |  | 1579
| AR7755 | Overhead Cable Extension 600mm Wide / Vertical Exhaust Duct Kit for SX Enclosure |  |  | 330
| AR7756 | Overhead Cable Extension 750mm Wide / Vertical Exhaust Duct Kit for SX Enclosure |  |  | 361
| AR8206ABLK | NETSHELTER WX FAN TRAY 120VAC BLACK |  |  | 347
| AR8207BLK | NetShelter WX Fan Tray 230VAC Black |  |  | 279
| AR8213 | NetShelter WX Fan Module |  |  | 170
» Cooling » Uniflair Air Cooled Condensers
| ACAC75009 | Flooded Receiver 17lb, R410A, 6" Diameter, 18" Length |  |  | 6270
InRow Cooling » Cooling » Uniflair Air Cooled Condensers
» Cooling » Uniflair Air Cooled Condensers
| ACCD75214 | Condenser 1 Fan, Single Circuit, 2.4 MBH/1F TD, 208-240V/1/60 |  |  | 12831.5
| ACCD75215 | Condenser 1 Fan, Single Circuit, 4MBH/1F TD, 208-240V/1/60 |  |  | 14899.5
| ACCD75216 | Condenser 1 Fan, Single Circuit, 1.2MBH /1C TD, 400/3/50 FSC |  |  | 7892.5
| ACCD75217 | Condenser, 2 Fan, Single Circuit, 2.3MBH /1C TD, 400/3/50 FSC |  |  | 10433.5
| ACCD75218 | Condenser, 1 Fan, Single Circuit, 1.2MBH /1C TD, 220/1/50 FSC |  |  | 6792.5
| ACCD75219 | Condenser, 2 Fan, Single Circuit, 2.3MBH /1C TD, 220/1/50 FSC |  |  | 10065
| ACCD76074 | Condenser 32kW, 95F/120F, 575V/3/60Hz |  |  | 16445
» Cooling » Uniflair Ceiling Mounted Split Room Cooling
Uniflair Room Cooling » Cooling » Uniflair Ceiling Mounted Split Room Cooling
Uniflair Room Cooling | ECONKIT100 | Split Unit Ceiling Mount Evaporator Direct Air Economizer Kit |  |  | 1204.5
» Cooling » Uniflair Chilled Water
| 0M-0303 | 0M-ALGF0734A1P L GROUP1 (03 AI) |  |  | 245.3
| 0M-0306 | 0M-ALGF0735A1P L GROUP1 (03 AI) |  |  | 245.3
Uniflair Room Cooling » Cooling » Uniflair Chilled Water
Uniflair Room Cooling | 0M-12237 | 0M-ALGF0564A1P GROUP1 (03 AI) |  |  | 245.3
Uniflair Room Cooling | 0M-12239 | 0M-ALGF0764A1P GROUP1 (03 AJ) |  |  | 1090.1
» Cooling » Uniflair Chilled Water
Uniflair Room Cooling » Cooling » Uniflair Chilled Water
» Cooling » Uniflair Chilled Water
| 0M-12833 | 0M-ALGF0748A1P GROUP1 (03 AI) |  |  | 0
| 0M-13707 | 0M-13718 GROUP1 PANELS (13AG) |  |  | 245.3
| 0M-13710 | 0M-13717 GROUP1 PANELS (13AI) |  |  | 269.83
| 0M-13713 | 0M-13719 GROUP1 PANELS (13AC) |  |  | 269.83
| 0M-817240 | 0M-ALGF0736A1P L GROUP1 (03 AI) |  |  | 245
| 0M-817244 | 0M-ALGF0737A1P L GROUP1 (03 AI) |  |  | 442
| 0M-817250 | 0M-ALGF0738A1P L GROUP1 (03 AI) |  |  | 442
| 0M-818546 | 0M-ALRD0621A1P L GROUP1 (09 AF) |  |  | 1139
| 0M-818547 | 0M-ALRD0620A1P L GROUP1 (09 AE) |  |  | 1139
| 0M-84761 | NO VALVE+STD.COIL HDCV5200 |  |  | 1160
Uniflair Room Cooling » Cooling » Uniflair Chilled Water
Uniflair Room Cooling | 0M-ALIC252X1P | WOODEN CASE PACKING (W) T FR.3 |  |  | 2450
» Cooling » Uniflair Chilled Water
| 0M-ALVA1019X1P | 3-WAY VALVE (B) TUCV1000-1200 (UL) |  |  | 1080
| 0M-ALVA1025X1P | 2-WAY VALVE (C) TUCV1000-1200 (UL) |  |  | 1080
| 0M-ALVL0383X1P | COOL&HUM(D) D TDCV1000D 60HZ(UL) |  |  | 2450
| 0M-ALVL0449X1P | COOL&HUM(3) D TUCV1000D (UL) BACK |  |  | 1980
| 0M-ALVL0453X1P | COOL&HUM(3) D TUCV1000G (UL) BACK |  |  | 2315
Uniflair Room Cooling » Cooling » Uniflair Chilled Water
Uniflair Room Cooling | 0M-APCL0702X1P | ASSY COMMON TDCV4300G 460V 60HZ UL |  |  | 33275
» Cooling » Uniflair Chilled Water
» Cooling » Uniflair Chilled Water InRow Cooling
| ACFD12-B | Cooling Distribution Unit 12 Circuit, Bottom/Top Mains, Bottom Distribution Piping |  |  | 28539.5
| ACFD12-T | Cooling Distribution Unit 12 Circuit, Bottom/Top Mains, Top Distribution Piping |  |  | 28539.5
| ACRC301H | InRow RC, 300mm, Chilled Water, 208-230V, 50/60Hz - HT |  |  | 25586
| ACRC301HXW | RC 300mm HT, CW, 208-230V 50/60Hz -White |  |  | 27731
| ACRC301S | InRow RC, 300mm, Chilled Water, 100-240V, 50/60 Hz - ST |  |  | 18293
| ACRC301SX797 | InRow RC, 300mm, Chilled Water, 100-240V, 50/60 Hz - ST w/ gravity drain |  |  | 16148
| ACRC301SXW | InRow RC, 300mm, Chilled Water, 100-240V, 50/60 Hz - ST - RAL 9003 |  |  | 18744
| ACRC600 | InRow RC, 600mm, Chilled Water, 200-240V, 50/60Hz |  |  | 38637.5
| ACRC600P | InRow RC, 600mm, Chilled Water 200-240V 50/60Hz, w/ humidifier |  |  | 41668
| ACRC601 | InRow RC, 600mm, Chilled Water, 460-480V, 60Hz |  |  | 38742
| ACRC601P | InRow RC, 600mm, Chilled Water 460-480V 60Hz, w/ humidifier |  |  | 39583.5
| ACRC602 | InRow RC, 600mm, Chilled Water, 380-415V, 50/60Hz |  |  | 37400
| ACRC602P | InRow RC, 600mm, Chilled Water 380-415V 50/60 Hz, w/ humidifier |  |  | 38434
» Cooling » Uniflair Direct Expansion
| 0H-0845 | REFRIG (G)R410A TUEV2242L (UL)
| 0H-0846 | COOL ONLY(C) C TD/TU.(V)2242-2542L (UL)
| 0H-0847 | COOL&HUM(D) D TU.(V)2242-2542L (UL) |  |  | 3707
| 0H-0848 | COOL&DEHUM(U) U TD/TU.(V)2242-2542L (UL) |  |  | 209
| 0H-0904 | REFRIG (G)R410A TUDV2842L (UL)
| 0H-0905 | REFRIG (J)R410A+VPR 3WAY TUDV2842L (UL) |  |  | 1336.5
| 0H-0906 | REFRIG (I)R410A+REG.PRES. TUDV2842L (UL) |  |  | 674.3
| 0H-0907 | REFRIG (H)R410A+VPR 2WAY TUDV2842L (UL) |  |  | 1336.5
| 0H-1268 | COOL ONLY(C) C TD/TU.(V)0921L (UL)
| 0H-1287 | ASSY COMMON TDAV0511L 575V 60Hz UL |  |  | 28270
| 0H-1288 | ASSY COMMON TDAV0611L 575V 60Hz UL |  |  | 28407.5
| 0H-1289 | ASSY COMMON TDAV0921L 575V 60Hz UL |  |  | 31702
| 0H-1290 | ASSY COMMON TDAV1121L 575V 60Hz UL |  |  | 42702
| 0H-1291 | ASSY COMMON TDAV1422L 575V 60Hz UL |  |  | 43653.5
| 0H-1292 | ASSY COMMON TDAV1622L 575V 60Hz UL |  |  | 45012
| 0H-1293 | ASSY COMMON TDAV1822L 575V 60Hz UL |  |  | 46370.5
| 0H-1294 | ASSY COMMON TUAV0511L 575V 60Hz UL |  |  | 28270
| 0H-1295 | ASSY COMMON TUAV0611L 575V 60Hz UL |  |  | 28407.5
| 0H-1296 | ASSY COMMON TUAV0921L 575V 60Hz UL |  |  | 31702
| 0H-1297 | ASSY COMMON TUAV1121L 575V 60Hz UL |  |  | 42702
| 0H-1298 | ASSY COMMON TUAV1422L 575V 60Hz UL |  |  | 43653.5
| 0H-1299 | ASSY COMMON TUAV1622L 575V 60Hz UL |  |  | 45012
| 0H-1300 | ASSY COMMON TUAV1822L 575V 60Hz UL |  |  | 46370.5
| 0H-1301 | ASSY COMMON TDTV0511L 575V 60Hz UL |  |  | 30173
| 0H-1302 | ASSY COMMON TDTV0611L 575V 60Hz UL |  |  | 30987
| 0H-1303 | ASSY COMMON TDTV0921L 575V 60Hz UL |  |  | 34419
| 0H-1304 | ASSY COMMON TDTV1121L 575V 60Hz UL |  |  | 43653.5
| 0H-1305 | ASSY COMMON TDTV1422L 575V 60Hz UL |  |  | 48680.5
| 0H-1306 | ASSY COMMON TDTV1622L 575V 60Hz UL |  |  | 49764
| 0H-1307 | ASSY COMMON TDTV1822L 575V 60Hz UL |  |  | 50583.5
| 0H-1308 | ASSY COMMON TUTV0511L 575V 60Hz UL |  |  | 30173
| 0H-1309 | ASSY COMMON TUTV0611L 575V 60Hz UL |  |  | 30987
| 0H-1310 | ASSY COMMON TUTV0921L 575V 60Hz UL |  |  | 34419
| 0H-1311 | ASSY COMMON TUTV1121L 575V 60Hz UL |  |  | 43653.5
| 0H-1312 | ASSY COMMON TUTV1422L 575V 60Hz UL |  |  | 48680.5
| 0H-1313 | ASSY COMMON TUTV1622L 575V 60Hz UL |  |  | 49764
| 0H-1314 | ASSY COMMON TUTV1822L 575V 60Hz UL |  |  | 50583.5
| 0H-1315 | ASSY COMMON TDWV0511L 575V 60Hz UL |  |  | 27593.5
| 0H-1316 | ASSY COMMON TDWV0611L 575V 60Hz UL |  |  | 28407.5
| 0H-1317 | ASSY COMMON TDWV0921L 575V 60Hz UL |  |  | 30074
| 0H-1318 | ASSY COMMON TDWV1121L 575V 60Hz UL |  |  | 43653.5
| 0H-1319 | ASSY COMMON TDWV1422L 575V 60Hz UL |  |  | 44467.5
| 0H-1320 | ASSY COMMON TDWV1622L 575V 60Hz UL |  |  | 43923
| 0H-1321 | ASSY COMMON TDWV1822L 575V 60Hz UL |  |  | 44198
| 0H-1322 | ASSY COMMON TUWV0511L 575V 60Hz UL |  |  | 27593.5
| 0H-1323 | ASSY COMMON TUWV0611L 575V 60Hz UL |  |  | 28407.5
| 0H-1324 | ASSY COMMON TUWV0921L 575V 60Hz UL |  |  | 30074
| 0H-1325 | ASSY COMMON TUWV1121L 575V 60Hz UL |  |  | 37136
| 0H-1326 | ASSY COMMON TUWV1422L 575V 60Hz UL |  |  | 44467.5
| 0H-1327 | ASSY COMMON TUWV1622L 575V 60Hz UL |  |  | 43923
| 0H-1328 | ASSY COMMON TUWV1822L 575V 60Hz UL |  |  | 44198
| 0H-1329 | ASSY COMMON TDEV0511L 575V 60Hz UL |  |  | 28952
| 0H-1330 | ASSY COMMON TDEV0611L 575V 60Hz UL |  |  | 29898
| 0H-1331 | ASSY COMMON TDEV0921L 575V 60Hz UL |  |  | 34144
| 0H-1332 | ASSY COMMON TDEV1121L 575V 60Hz UL |  |  | 43923
| 0H-1333 | ASSY COMMON TDEV1422L 575V 60Hz UL |  |  | 46915
| 0H-1334 | ASSY COMMON TDEV1622L 575V 60Hz UL |  |  | 47729
| 0H-1335 | ASSY COMMON TDEV1822L 575V 60Hz UL |  |  | 49087.5
| 0H-1336 | ASSY COMMON TUEV0511L 575V 60Hz UL |  |  | 28952
| 0H-1337 | ASSY COMMON TUEV0611L 575V 60Hz UL |  |  | 29898
| 0H-1338 | ASSY COMMON TUEV0921L 575V 60Hz UL |  |  | 34144
| 0H-1339 | ASSY COMMON TUEV1121L 575V 60Hz UL |  |  | 43923
| 0H-1340 | ASSY COMMON TUEV1422L 575V 60Hz UL |  |  | 46915
| 0H-1341 | ASSY COMMON TUEV1622L 575V 60Hz UL |  |  | 47729
| 0H-1342 | ASSY COMMON TUEV1822L 575V 60Hz UL |  |  | 55874.5
| 0H-1343 | ASSY COMMON TDDV0511L 575V 60Hz UL |  |  | 29898
| 0H-1344 | ASSY COMMON TDDV0611L 575V 60Hz UL |  |  | 30580
| 0H-1345 | ASSY COMMON TDDV0921L 575V 60Hz UL |  |  | 34144
| 0H-1346 | ASSY COMMON TDDV1121L 575V 60Hz UL |  |  | 43653.5
| 0H-1347 | ASSY COMMON TDDV1422L 575V 60Hz UL |  |  | 47052.5
| 0H-1348 | ASSY COMMON TDDV1622L 575V 60Hz UL |  |  | 49087.5
| 0H-1349 | ASSY COMMON TDDV1822L 575V 60Hz UL |  |  | 50308.5
| 0H-1350 | ASSY COMMON TUDV0511L 575V 60Hz UL |  |  | 63981.5
| 0H-1351 | ASSY COMMON TUDV0611L 575V 60Hz UL |  |  | 65340
| 0H-1352 | ASSY COMMON TUDV0921L 575V 60Hz UL |  |  | 66698.5
| 0H-1353 | ASSY COMMON TUDV1121L 575V 60Hz UL |  |  | 30580
| 0H-1354 | ASSY COMMON TUDV1422L 575V 60Hz UL |  |  | 30580
| 0H-1355 | ASSY COMMON TUDV1622L 575V 60Hz UL |  |  | 34144
| 0H-1356 | ASSY COMMON TUDV1822L 575V 60Hz UL |  |  | 43653.5
| 0M-0304 | 0M-ALGF0814A1P L GROUP1 (03 AJ) |  |  | 1090
| 0M-0305 | 0M-ALGF0694A1P L GROUP1 (03 AH) |  |  | 1090
| 0M-0307 | 0M-ALGF0695A1P L GROUP1 (03 AH) |  |  | 1090
| 0M-0309 | 0M-ALGF0815A1P L GROUP1 (03 AJ) |  |  | 1090
| 0M-0313 | FILTER (B)MERV13 TD\TU.D-E-T1422.1822 UL |  |  | 326
| 0M-12090 | H.GAS REHT(E)TD.AT0921 L (U-D) R410A(UL) |  |  | 1111
| 0M-12091 | H.GAS REHT(E)TD.AT1121 L (U-D) R410A(UL) |  |  | 1139
Uniflair Room Cooling » Cooling » Uniflair Direct Expansion
Uniflair Room Cooling | 0M-13475 | 0M-ALCA1248X1P GROUP 1 (13 AI) |  |  | 245
» Cooling » Uniflair Direct Expansion
Uniflair Room Cooling » Cooling » Uniflair Direct Expansion
Uniflair Room Cooling | 0M-80654 | 0M-ALF10640X1P GROUP1 (01 A 1) |  |  | 745
» Cooling » Uniflair Direct Expansion
| 0M-816880 | 0M-ALCA0983X1P L GROUP1 (13 A C) |  |  | 245
| 0M-816888 | ELECT HEAT (1) STD. TU.2242-2542L (UL) |  |  | 2525
| 0M-816935 | 0M-ALCA0978X1P L GROUP1 (13 A C) |  |  | 245
| 0M-817241 | 0M-ALGF0696A1P L GROUP1 (03 AH) |  |  | 1996
| 0M-817242 | 0M-ALGF0816A1P L GROUP1 (03 AJ) |  |  | 1996
| 0M-817245 | 0M-ALGF0697A1P L GROUP1 (03 AH) |  |  | 2228
| 0M-817246 | 0M-ALGF0817A1P L GROUP1 (03 AJ) |  |  | 2228
| 0M-817248 | 0M-ALGF0698A1P L GROUP1 (03 AH) |  |  | 2228
| 0M-817249 | 0M-ALGF0818A1P L GROUP1 (03 AJ) |  |  | 2228
| 0M-818185 | 0M-ALCA1202X1P L GROUP 1 (13 AG) |  |  | 245
| 0M-818186 | 0M-ALCA1240X1P L GROUP 1 (13 AI) |  |  | 245
| 0M-818756 | H. GAS REHT(E)TD.DW1121 L (U-D) R410A UL |  |  | 1139
| 0M-818757 | H. GAS REHT(F)TD.DW1121 L (U-D+R) R410A |  |  | 1139
| 0M-ALRD0576X1P | H. GAS REHT (E) TUAV F7 (U-D) R410 UL |  |  | 1825
| 0M-ALRD0577X1P | H. GAS REHT (F) TUAV F7 (U-D+R) R410 UL |  |  | 1825
| 0M-ALRD0578X1P | H. GAS REHT (E) TUD-E F7 (U-D) R410 UL |  |  | 1825
| 0M-ALRD0579X1P | H. GAS REHT (F) TUD-E F7 (U-D+R) R410 UL |  |  | 1825
| 0M-ALRD0580X1P | H. GAS REHT (E) TUTV F7 (U-D) R410 UL |  |  | 1825
| 0M-ALRD0581X1P | H. GAS REHT (F) TUTV F7 (U-D+R) R410 UL |  |  | 1825
| 0M-ALRD0582X1P | H. GAS REHT (E) TUWV F7 (U-D) R410 UL |  |  | 1825
| 0M-ALRD0652X1P | H. GAS REHT (E) TDTV0511 (U-D) R410A UL |  |  | 957
| 0M-ALRD0653X1P | H. GAS REHT (E) TDTV0611 (U-D) R410A UL |  |  | 957
Uniflair Room Cooling » Cooling » Uniflair Direct Expansion
Uniflair Room Cooling | 0M-ALRE0807X1P | ELECT HEAT (1) STD. TD.2242-2542G (UL) |  |  | 2679
Uniflair Room Cooling | 0M-ALRE0841X1P | ELECT HEAT SUMP(5)R410 TD/TU.2242G (UL) |  |  | 3823
Uniflair Room Cooling | 0M-ALVL0494X1P | COOL&HUM(D) D TD.(V)2242-2542G (UL) |  |  | 3823
Uniflair Room Cooling | 0M-ALVL0505X1P | COOL&HUM(D) D TU.(V)1121G (UL) |  |  | 0
Uniflair Room Cooling | 0M-APCL0719X1P | ASSY COMMON TDAV0511D 230V 60HZ UL |  |  | 0
Uniflair Room Cooling | 0M-APCL0729X1P | ASSY COMMON TDAV0511G 460V 60HZ UL |  |  | 0
Uniflair Room Cooling | 0M-APCL0735X1P | ASSY COMMON TDAV1822G 460V 60HZ UL |  |  | 48648
Uniflair Room Cooling | 0M-APCL0736X1P | ASSY COMMON TDAV2242G 460V 60HZ UL |  |  | 0
Uniflair Room Cooling | 0M-APCL0752X1P | ASSY COMMON TUAV1121G 460V 60HZ UL |  |  | 0
Uniflair Room Cooling | 0M-APCL0756X1P | ASSY COMMON TUAV2242G 460V 60HZ UL |  |  | 0
Uniflair Room Cooling | 0M-APCL0799X1P | ASSY COMMON TDWV0511D 230V 60HZ UL |  |  | 26220
» Cooling » Uniflair Direct Expansion
InRow Cooling » Cooling » Uniflair Direct Expansion InRow Cooling
InRow Cooling | ACAC10035 | Compressor Acoustic Hood - RD25kW |  |  | 653
InRow Cooling | ACAC10036 | Humidity Sensor - RD25kW |  |  | 285
InRow Cooling | ACAC10037 | Ball Valve & Union - RD25kW |  |  | 595
InRow Cooling | ACAC10038 | Duplicate PSU (indoor) - RD25kW |  |  | 1490
» Cooling » Uniflair Direct Expansion InRow Cooling
| ACAC10049 | Winter Accessory Kit - Heaters, Brackets, Wiring |  |  | 1276
| ACAC10051 | Dual feed kit for Hydronic unit 200-240v |  |  | 2013
| ACAC10052 | Dual feed kit for Hydronic unit 380-415v
| ACAC10053 | Heaters for EBOX and VFD box in low ambient |  |  | 1470
| ACAC75013 | Flooded Receiver, 20L, 219mm diameter, 640mm length, GB with heater |  |  | 4350
| ACAC75014 | Flooded Receiver, 20L, 219mm diameter, 640mm length, ASME with heater |  |  | 5258
| ACAC75015 | Flooded Receiver, 20L, 219mm diameter, 640mm length, PED with heater |  |  | 5863
| ACAC75016 | Flooded Receiver, 20L, 219mm diameter, 640mm length, ASME with 200w heater |  |  | 9548
| ACCD75228 | Condenser, 38kW, 95F(35C),208-230V/3, 60Hz |  |  | 21406
| ACCD75229 | Condenser, 46kW, 115F(46C),208-230V/3, 60Hz |  |  | 26528
| ACCD75230 | Condenser, 38kW, 95F(35C,460V/3, 60Hz |  |  | 19822
| ACCD75231 | Condenser, 46kW, 115F(46C),460V/3, 60Hz |  |  | 23067
| ACCD75232 | Condenser, 46kw, 95F/115F(35C/46C),230V/1, 50Hz |  |  | 11198
| ACCD75232-C | Condenser, 46kw, 95F/115F(35C/46C),230V/1, 50Hz, with CE |  |  | 12250
| ACCD75233-C | Condenser, 46kw, 95F/115F(35C/46C),230V/1, 60Hz , with CE |  |  | 11616
| ACCD75234 | Condenser 1x1 Build to Order, 38kW, 95F, 208-230V/3, 60Hz (qsce54076) |  |  | 18238
| ACCD75235 | Condenser 1x1 Build to Order, 38kW, 95F, 460V/3, 60Hz (qsce55319) |  |  | 19822
| ACCU300 | InRow DX 300mm Condensing Unit, 200-240v, Single Power, UL |  |  | 31060
| ACCU300D | InRow DX 300mm Condensing Unit, 200-240v, Dual Power, UL |  |  | 34386
| ACCU301 | InRow DX 300mm Condensing Unit, 460-480v, Single Power, UL |  |  | 31060
| ACCU301D | InRow DX 300mm Condensing Unit, 460-480v, Dual Power, UL |  |  | 34386
| ACCU30201 | InRow DX 300mm (Outdoor -20C) A/C, 380-415v, Single feed, 65kAIC |  |  | 31060
| ACHU300 | InRow 300mm Water-Cooled Condensing Unit, 200-240v, UL, ambient above 0C |  |  | 24112
| ACHU300-L | InRow 300mm Water-Cooled Condensing Unit, 200-240v, UL, ambient down to -40C |  |  | 25916
| ACRD100 | InRow RD, 300mm, Air Cooled, 208-230V, 60Hz |  |  | 21956
| ACRD101 | InRow RD, 300mm, Air Cooled, 220-240V, 50Hz |  |  | 20785
| ACRD200 | InRow RD, 300mm, Fluid Cooled, 208-230V, 60Hz |  |  | 24525
| ACRD201 | InRow RD, 300mm, Fluid Cooled, 220-240V, 50Hz |  |  | 23305
| ACRD301 | InRow DX 300mm (Indoor) A/C, 100-120 /200-240v, Dual feed, 1psu, Cond pump, 65kAIC |  |  | 22677
| ACRD301P | InRow DX 300mm 30kW Indoor Unit, 200-240V, Humidifier & Reheat, CE/UL |  |  | 24492
| ACRD301S | InRow DX 300mm 30kW Indoor Unit, 100-120v /200-240v, Standard, CE/UL |  |  | 22680
| ACRD600 | InRow RD, 600mm Air Cooled, 200-240V, 50/60Hz |  |  | 40630
| ACRD600P | InRow RD, 600mm Air Cooled, 200-240V, 50/60Hz, with humidifier |  |  | 43241
| ACRD601 | InRow RD, 600mm Air Cooled, 460-480V, 60Hz |  |  | 40640
| ACRD601P | InRow RD, 600mm Air Cooled, 460-480V, 60Hz, with humidifier |  |  | 43241
| ACRD602 | InRow RD, 600mm Air Cooled, 380-415V, 50/60Hz |  |  | 39050
| ACRD602P | InRow RD, 600mm Air Cooled, 380-415V, 50/60Hz, with humidifier |  |  | 44315
| ACRH301P | InRow Twin Coil 300mm 27kW Indoor Unit, 200-240V, Humidifier & Reheat, CE/UL |  |  | 27896
| ACRH301S | InRow Twin Coil 300mm 27kW Indoor Unit, 200-240V, CE/UL |  |  | 27165
| RACSC101 | InRow SC System 1 InRow SC, 1 NetShelter SX Rack 600mm, and Rear Containment |  |  | 22130
| RACSC112 | InRow SC System 1 InRow SC, 1 NetShelter SX Rack 600mm, with Front and Rear Containment |  |  | 28809
| RACSC112E | InRow SC System 1 InRow SC 50Hz 1PH, 1 NetShelter SX Rack 600mm, with Front and Rear Containment |  |  | 28193
| RACSC201 | InRow SC System 2 InRow SC units, 1 NetShelter SX Rack 600mm, and Rear Containment |  |  | 37418
» Cooling » Uniflair Fluid Coolers
| ACFC75210 | Fluid Cooler 135MBH@25TD, 30 GPM, 16 Feeds, 460/3/60 |  |  | 8940
| ACFC75255 | Fluid Cooler 59MBH@25TD, 10 GPM, 8 Feeds, 480/3/60 |  |  | 5760
| ACFC75256 | Fluid Cooler 57MBH@25 TD, 10GPM, 5Feeds, 400/3/50 |  |  | 14760
| ACFC75261 | Fluid Cooler 71kW@104F/115F, 48GPM, 208-230V/3/60Hz |  |  | 22770
» Cooling » Uniflair InRow Cooling Accessories
| ACAC10005 | InRow Bridge Partition, Data Cable 300 MM |  |  | 551
| ACAC10010 | InRow Bridge Partition, Data Cable 600 MM |  |  | 651
| ACAC10011 | 3ft (0.9144m) Stainless Flex Pipe Kit 1" MPT to 1" FPT Union |  |  | 1463
| ACAC10012 | 6ft (1.828m) Stainless Flex Pipe Kit 1" MPT to 1" FPT Union |  |  | 2560
| ACAC10016 | 3ft (0.914m) Stainless Flex Pipe Kit 1.25" MPT to 1.5" NPSM, OFS, Female |  |  | 1447
| ACAC10017 | 6ft (1.828m) Stainless Flex Pipe Kit 1.25" MPT to 1.5" NPSM, OFS, Female |  |  | 2035
| ACAC10022 | Isolation Valve Assemblies, 1/2" ODF |  |  | 274
| ACAC10032 | Top Piping Kit - ACRC301S |  |  | 800
| ACAC10033 | Top Piping Kit - ACRC301H |  |  | 826
| ACAC10061 | Pump - DP Control, 208-230V, 50/60Hz |  |  | 6716
| ACAC11008 | InRow OA End Aisle Containment Kit - 42U |  |  | 847
| ACAC11009 | InRow OA End Aisle Containment Kit - 48U |  |  | 887
| ACAC20002 | CDU Flexible Fluid Piping - 300 Feet (91.4 Meters) |  |  | 3745
| ACAC20003 | CDU Flexible Fluid Piping - 100 Feet (30.4 Meters) |  |  | 1515
| ACAC20005 | CDU Flexible Fluid Piping Insulation - 102 Feet (31.0 Meters) |  |  | 818
| ACAC20006 | CDU Flexible Fluid Piping Couplings (4 per pack) |  |  | 516
| AP9325 | Leak Sensor - 6.1 m (20 ft) w/ interface cable |  |  | 649
| AP9326 | Leak Sensor - 6.1 m (20 ft) |  |  | 491
» Cooling » Uniflair Med/Large Room Cooling
| 0H-0849 | ASSY COMMON TUEV2242L 575V 60HZ UL |  |  | 62630
| 0H-1453 | SCCR ENHANCED TU F3 230V (D) UNIFLAIR LE |  |  | 223
| 0H-1455 | SCCR ENHANCED TD F3 230V (D) UNIFLAIR LE |  |  | 223
| 0H-1459 | SCCR ENHANCED F5-F6 230V (D) UNIFLAIR LE |  |  | 232
| 0H-1460 | SCCR ENHANCED F7 D & ELECTRIC HEAT UF LE |  |  | 223
| 0M-101284 | HDCV5200L 575V/60HZ ETL COMMON ASSY |  |  | 65380
| 0M-101285 | HDCV5200G 460V/60HZ ETL COMMON ASSY |  |  | 63345
| 0M-21AS102CDZ | ADAPTOR - RS485 PCO1 SMALL/MED SERIAL |  |  | 243
| 0M-21AS104CDZ | ADAPTOR - LON FTT10 FOR PCO1 SERIAL |  |  | 464
| 0M-21AS106CDZ | ADAPTOR - RS232 FOR MODEM SERIAL |  |  | 228
| 0M-21AS108CDZ | ADAPTOR - BACNET RS485 FOR PCO |  |  | 232
| 0M-21FF035CDZ | RELAY - 24V FOR REMOTE SMOKE/FIRE SENSOR |  |  | 179
| 0M-21SA015CDZ | DETECTOR - WATER LEAK TAPE |  |  | 708
| 0M-21SA016CDZ | DETECTOR - WATER LEAK SPOT |  |  | 591
Uniflair Room Cooling » Cooling » Uniflair Med/Large Room Cooling
Uniflair Room Cooling | 0M-816991 | FILTER (B)MERV13 TD.2222...3342 UL |  |  | 223
Uniflair Room Cooling | 0M-816999 | LOCAL TERMNL PCO5+ MED(L)+TUL "T" DX F7 |  |  | 968
Uniflair Room Cooling » Cooling » Uniflair Med/Large Room Cooling
Uniflair Room Cooling | 0M-817748 | ACC(11A3)SMOKE/FIRE SE. UNIFLAIR LE |  |  | 1185
» Cooling » Uniflair Med/Large Room Cooling
| 0M-817751 | ACC(11A6)SMOKE/FIRE RELAY HDCV4500-5000 |  |  | 139
| 0M-84759 | VALVE 2WAY+STD.COIL HDCV5200 |  |  | 2760
| 0M-84760 | VALVE 3WAY+STD.COIL HDCV5200 |  |  | 3115
InRow Cooling » Cooling » Uniflair Rack Mounted Room Cooling
InRow Cooling | ACAC10041 | User display kit |  |  | 780
» Cooling » Uniflair Rack Mounted Room Cooling
| ACAC10042 | Top installation pipe kit |  |  | 200
| ACAC10043 | Bottom installation pipe kit(Long Z type, for underfloor installation) |  |  | 125
| ACAC10044 | Bottom installation pipe kit(Short Z type) |  |  | 89
| ACAC10045 | User display |  |  | 550
| ACAC10046 | Condensate pump |  |  | 941
| ACAC10047 | Low temp kit (-35C) |  |  | 1987
| ACAC10048 | Uniflair RM cooling Stacking kit for ETL |  |  | 469
| ACRMD4KI-2 | 3.5kW split system Outdoor unit, Pre-charged refrigerant |  |  | 2120
| ACRMD4KT-1 | 3.5kW split system Indoor unit, Gravity Drain |  |  | 3991
| ACRMD4KT-2 | 3.5kW split system Outdoor unit, Pre-charged refrigerant |  |  | 3679
Uniflair Room Cooling » Cooling » Uniflair Room Cooling Accessories
Uniflair Room Cooling | ACAC76134 | Uniflair Flooded Receiver 60lbs (27.2kg) R410a |  |  | 5151
Uniflair Room Cooling | ACFS76070 | Floorstand, 24" Seismic, Frame Size 3 |  |  | 1507
Uniflair Room Cooling | ACFS76078 | Floorstand, 36" Seismic, Frame Size 6 |  |  | 2674
» Cooling » Uniflair Room Cooling Accessories
| ACFS76098 | Uniflair Floorstand 610mm (24in) - Frame 7 |  |  | 3256
Uniflair Room Cooling » Cooling » Uniflair Room Cooling Accessories
Uniflair Room Cooling | ACSB76164 | Uniflair Sub Base Plenum 200mm (8") Frame Size 7 - Raven Black |  |  | 4370
Uniflair Room Cooling | ACSB76177 | Uniflair Sub Base Plenum 500mm (20") Front Discharge Frame Size 7 - SE White |  |  | 6245
» Cooling » Uniflair Room Cooling Accessories
| ACSB76189 | Uniflair Sub Base Plenum 500mm (20") No Grille Frame Size 5 - SE White |  |  | 1669
» Cooling » Uniflair Wall Mount Room Cooling
| 0M-ALGF0734A1P | REFRIG (I)R410A+REG.PRES. TDDV0511G (UL)
» DATA CENTER SOFTWARE » APC Enterprise Manager
| AP9414U | APC ENTERPRISE MANAGER UPGRADE 100 |  |  | 405
| AP9415U | APC ENTERPRISE MANAGER UPGRADE 1000 |  |  | 1351
| AP9416 | APC ENTERPRISE MANAGER 10000 |  |  | 13514
| INSTRUMENTATION 230V | INSTRUMENTATION OPTIONS
Enterprise Management Products » DATA CENTER SOFTWARE » Data Center Expert
Enterprise Management Products | AP9465 | Data Center Expert Basic Appliance |  |  | 5840
» DATA CENTER SOFTWARE » Data Center Expert
| AP9470 | Data Center Expert Standard Appliance |  |  | 8316
| AP9475 | Data Center Expert Enterprise Appliance |  |  | 19751
| AP9482 | Data Center Expert Basic Management Pack |  |  | 7432
| AP9485 | Data Center Expert Enterprise Management Pack |  |  | 37572
| AP94VMACT | Data Center Expert Virtual Appliance Activation License |  |  | 4158
| AP94VMTRL | Data Center Expert Virtual Machine Trial Software Download
Enterprise Management Products » DATA CENTER SOFTWARE » Data Center Expert
Enterprise Management Products | AP95100 | Data Center Expert Perpetual License for 100 nodes |  |  | 8185
» DATA CENTER SOFTWARE » Data Center Expert
| AP951000 | Data Center Expert Perpetual License for 1000 nodes |  |  | 66690
| AP9525 | Data Center Expert Perpetual License for 25 nodes |  |  | 2665
| AP95500 | Data Center Expert Perpetual License for 500 nodes |  |  | 36354
| AP95ENT | Data Center Expert Perpetual Enterprise License
Enterprise Management Products » DATA CENTER SOFTWARE » Data Center Expert
Enterprise Management Products | AP95ENTHW | Data Center Expert Perpetual Enterprise License with Hardware |  |  | 0.1155
» DATA CENTER SOFTWARE » Data Center Expert
| AP95MODBUS | Data Center Expert Modbus TCP Output Module |  |  | 8170
Enterprise Management Products » DATA CENTER SOFTWARE » Data Center Expert
Enterprise Management Products | AP95STDCDW | Data Center Expert Standard CDW Bundle |  |  | 11435
Enterprise Management Products | EGX150 | Link 150 - ethernet gateway - 2 Ethernetport - 24 V DC and PoE |  |  | 1130
» DATA CENTER SOFTWARE » Data Center Expert
| EGX150POE | EcoStruxure IT Link150 Ethernet Gateway with POE |  |  | 1225
| NBSV1000 | StruxureWare Data Center Expert 15 Node NetBotz Surveillance License |  |  | 7051
| NBSV1005 | StruxureWare Data Center Expert 5 Node NetBotz Surveillance License |  |  | 2056
| NBSV1010 | StruxureWare Data Center Expert 10 Node NetBotz Surveillance License |  |  | 3511
| NBSV1025 | StruxureWare Data Center Expert 25 Node NetBotz Surveillance License |  |  | 8004
| SFDCESITERE-DIGI | StruxureWare Data Center Expert, Volume Renewal License
Enterprise Management Products » DATA CENTER SOFTWARE » Data Center Expert
Enterprise Management Products | SFDCEWEBSVC | Data Center Expert: Web Services
» DATA CENTER SOFTWARE » Data Center Expert
| SFHPOMW50 | StruxureWare Data Center Expert HP Operations Manager 5.0 Integration |  |  | 742
| SFTWAP94VMACT | Data Center Expert Subscription License for Virtual Machine Activation: 1 Year |  |  | 3072
| SFTWAP95100 | Data Center Expert Subscription License for 100 Nodes: 1 Year |  |  | 2807
| SFTWAP9525 | Data Center Expert Subscription License for 25 Nodes: 1 Year |  |  | 840
| SFTWIF100N-DIGI | Data Center Expert 100 Node Subscription License |  |  | 2807
| SFTWIF25N-DIGI | Data Center Expert 25 Node Subscription License |  |  | 840
Enterprise Management Products » DATA CENTER SOFTWARE » Data Center Expert
Enterprise Management Products | SFTWIF500N-DIGI | Data Center Expert 500 Node Subscription License |  |  | 11221
Enterprise Management Products | SWBNDL10R | EcoStruxure IT 10 Rack Bundle |  |  | 25076
» DATA CENTER SOFTWARE » Data Center Expert
| SWDCE10000NIF-DIGI | Data Center Expert Perpetual License for 10000 Nodes |  |  | 411642
| SWDCE1000NIF-DIGI | Data Center Expert Perpetual License for 1000 Nodes |  |  | 66690
| SWDCE100NIF-DIGI | Data Center Expert Perpetual License for 100 Nodes |  |  | 8820
| SWDCE10NIF-DIGI | Data Center Expert Perpetual License for 10 Nodes |  |  | 1351
| SWDCE10NSV-DIGI | Data Center Expert 10 Node Perpetual NetBotz Surveillance License |  |  | 3078
| SWDCE25NIF-DIGI | Data Center Expert Perpetual License for 25 Nodes |  |  | 2645
| SWDCE25NSV-DIGI | Data Center Expert 25 Node Perpetual NetBotz Surveillance License |  |  | 7017
| SWDCE500NIF-DIGI | Data Center Expert Perpetual License for 500 Nodes |  |  | 36355
| SWDCE5NIF-DIGI | Data Center Expert Perpetual License for 5 Nodes |  |  | 664
| SWDCE5NSV-DIGI | Data Center Expert 5 Node Perpetual NetBotz Surveillance License |  |  | 1802
| SWDCEENTIF-DIGI | Data Center Expert Perpetual Enterprise License
| SWDCEMODBUS-DIGI | Data Center Expert Perpetual Modbus License |  |  | 8170
| SWDCEVMACT-DIGI | Data Center Expert Perpetual Virtual Machine Activation License |  |  | 4158
| WDCE1M1000N-DIGI | Data Center Expert: 1 Month 1000 Node Support |  |  | 979
| WDCE1M100N-DIGI | Data Center Expert: 1 Month 100 Node Support |  |  | 142
| WDCE1M25N-DIGI | Data Center Expert: 1 Month 25 Node Support |  |  | 50
| WDCE1M500N-DIGI | Data Center Expert: 1 Month 500 Node Support |  |  | 491
| WDCE1YR1000N-DIGI | Data Center Expert: 1 Year 1000 Node Support |  |  | 13022.625
| WDCE1YR100N-DIGI | Data Center Expert: 1 Year 100 Node Support |  |  | 1880.34
| WDCE1YR10N-DIGI | Data Center Expert: 1 Year 10 Node Support |  |  | 377.3385
| WDCE1YR25N-DIGI | Data Center Expert: 1 Year 25 Node Support |  |  | 617.463
| WDCE1YR500N-DIGI | Data Center Expert: 1 Year 500 Node Support |  |  | 7438.7775
| WDCE1YR5N-DIGI | Data Center Expert: 1 Year 5 Node Support |  |  | 188.034
| WDCE3YR1000N-DIGI | Data Center Expert: 3 Year 1000 Node Support |  |  | 30993.8475
| WDCE3YR100N-DIGI | Data Center Expert: 3 Year 100 Node Support |  |  | 4129.125
| WDCE3YR10N-DIGI | Data Center Expert: 3 Year 10 Node Support |  |  | 893.1615
| WDCE3YR25N-DIGI | Data Center Expert: 3 Year 25 Node Support |  |  | 1448.37
| WDCE3YR500N-DIGI | Data Center Expert: 3 Year 500 Node Support |  |  | 17361.3825
| WDCE3YR5N-DIGI | Data Center Expert: 3 Year 5 Node Support |  |  | 448.4865
| WEE1YR-DIGI | Data Center Operation: Energy Efficiency, 1 Year Software Maintenance Contract |  |  | 15747.8475
| WEE3YR-DIGI | Data Center Operation: Energy Efficiency, 3 Year Software Support Contract |  |  | 39366.4425
| WIF1YRENT-DIGI | Data Center Expert: Annual Infrastructure Enterprise License Support
| WINS1YR-DIGI | Data Center Operation: Insight, 1 Year Software Support Contract |  |  | 7356.195
On Premise SW Renewal » DATA CENTER SOFTWARE » Data Center Expert
» DATA CENTER SOFTWARE » Data Center Expert
| WMS1M1000N | 1 Month 1000 Node StruxureWare Data Center Expert Software Support Contract |  |  | 1082.466
| WMS1M100N | 1 Month 100 Node StruxureWare Data Center Expert Software Support Contract |  |  | 163.8945
| WMS1M25N | 1 Month 25 Node StruxureWare Data Center Expert Software Support Contract |  |  | 50.82
| WMS1M500N | 1 Month 500 Node StruxureWare Data Center Expert Software Support Contract |  |  | 628.8975
| WMS1MBASIC | 1 Month StruxureWare Data Center Expert Basic Software Support Contract |  |  | 41.9265
| WMS1MBASIC-DIGI | Data Center Expert: 1 Month Basic Software Support |  |  | 41.9265
| WMS1MENT | 1 Month StruxureWare Data Center Expert Enterprise Software Support Contract |  |  | 41.9265
| WMS1MENT-DIGI | Data Center Expert: 1 Month Enterprise Software Support |  |  | 41.9265
| WMS1MHWBASIC-DIGI | Data Center Expert: 1 Month Basic Hardware Support |  |  | 41.9265
| WMS1MHWENT-DIGI | Data Center Expert: 1 Month Enterprise Hardware Support |  |  | 124.509
| WMS1MHWSTD-DIGI | Data Center Expert: 1 Month Standard Hardware Support |  |  | 68.607
| WMS1MOVM | 1 Month StruxureWare Data Center Expert Virtual Machine Software Support Contract |  |  | 49.5495
| WMS1MOVM-DIGI | Data Center Expert: 1 Month Virtual Software Support |  |  | 49.5495
| WMS1MSTD | 1 Month StruxureWare Data Center Expert Standard Software Support Contract |  |  | 41.9265
| WMS1MSTD-DIGI | Data Center Expert: 1 Month Standard Software Support |  |  | 41.9265
| WMS1YR1000N | 1 Year 1000 Node StruxureWare Data Center Expert Software Support Contract |  |  | 13022.625
| WMS1YR100N | 1 Year 100 Node StruxureWare Data Center Expert Software Support Contract |  |  | 1880.34
| WMS1YR10N | 1 Year 10 Node StruxureWare Data Center Expert Software Support Contract |  |  | 377.3385
| WMS1YR25N | 1 Year 25 Node StruxureWare Data Center Expert Software Support Contract |  |  | 617.463
| WMS1YR500N | 1 Year 500 Node StruxureWare Data Center Expert Software Support Contract |  |  | 7438.7775
| WMS1YR5N | 1 Year 5 Node StruxureWare Data Center Expert Software Support Contract |  |  | 188.034
| WMS1YRBASIC | Data Center Expert Basic 1 Year Software Support Contract |  |  | 536.151
| WMS1YRBASIC-DIGI | Data Center Expert: 1 Year Basic Software Support |  |  | 487.872
| WMS1YRENT | 1 Year StruxureWare Data Center Expert Enterprise Software Support Contract |  |  | 536.151
| WMS1YRENT-DIGI | Data Center Expert: 1 Year Enterprise Software Support |  |  | 487.872
| WMS1YRHWBASIC-DIGI | Data Center Expert: 1 Year Basic Hardware Support |  |  | 490.413
On Premise SW Renewal » DATA CENTER SOFTWARE » Data Center Expert
On Premise SW Renewal | WMS1YRHWENT-DIGI | Data Center Expert: 1 Year Enterprise Hardware Support |  |  | 1473.78
On Premise SW Renewal | WMS1YRHWSTD-DIGI | Data Center Expert: 1 Year Standard Hardware Support |  |  | 814.3905
Enterprise Management Products » DATA CENTER SOFTWARE » Data Center Expert
Enterprise Management Products | WMS1YRISXCSITE | 1 Year StruxureWare Data Center Expert Site Software Support Contract |  |  | 0.12705
» DATA CENTER SOFTWARE » Data Center Expert
| WMS1YRISXCU | 1 Year StruxureWare Data Center Expert Software Support Contract, Enterprise Licenses |  |  | 0.12705
| WMS1YROVM-DIGI | Data Center Expert: 1 Year Virtual Software Support |  |  | 489.1425
| WMS1YRSTD | 1 Year StruxureWare Data Center Expert Standard Software Support Contract |  |  | 536.151
| WMS1YRSTD-DIGI | Data Center Expert: 1 Year Standard Software Support |  |  | 487.872
| WMS1YRVM | 1 Year StruxureWare Data Center Expert Virtual Machine Software Support Contract |  |  | 489.1425
| WMS3YR1000N | 3 Year 1000 Node StruxureWare Data Center Expert Software Support Contract |  |  | 30993.8475
| WMS3YR100N | 3 Year 100 Node StruxureWare Data Center Expert Software Support Contract |  |  | 4129.125
| WMS3YR10N | 3 Year 10 Node StruxureWare Data Center Expert Software Support Contract |  |  | 893.1615
| WMS3YR25N | 3 Year 25 Node StruxureWare Data Center Expert Software Support Contract |  |  | 1448.37
| WMS3YR500N | 3 Year 500 Node StruxureWare Data Center Expert Software Support Contract |  |  | 17361.3825
| WMS3YR5N | 3 Year 5 Node StruxureWare Data Center Expert Software Support Contract |  |  | 448.4865
| WMS3YRBASIC | 3 Year StruxureWare Data Center Expert Basic Software Support Contract |  |  | 1256.5245
| WMS3YRBASIC-DIGI | Data Center Expert: 3 Year Basic Software Support |  |  | 1142.1795
| WMS3YRENT | 3 Year StruxureWare Data Center Expert Enterprise Software Support Contract |  |  | 1256.5245
Enterprise Management Products » DATA CENTER SOFTWARE » Data Center Expert
Enterprise Management Products | WMS3YRISXCU | 3 Year StruxureWare Data Center Expert Software Support Contract, Enterprise Licenses |  |  | 0.12705
» DATA CENTER SOFTWARE » Data Center Expert
| WMS3YROVM-DIGI | Data Center Expert: 3 Year Virtual Software Support |  |  | 1142.1795
| WMS3YRSTD | 3 Year StruxureWare Data Center Expert Standard Software Support Contract |  |  | 1256.5245
| WMS3YRSTD-DIGI | Data Center Expert: 3 Year Enterprise Software Support |  |  | 1142.1795
| WMS3YRVM | 3 Year StruxureWare Data Center Expert Virtual Machine Software Support Contract |  |  | 1142.1795
On Premise SW Renewal » DATA CENTER SOFTWARE » Data Center Expert
On Premise SW Renewal | WSA1M10000N-DIGI | Data Center Operation: Server Access, 1 Month Software Support Contract, 10000 Nodes |  |  | 33083.82
» DATA CENTER SOFTWARE » Data Center Expert
| WSA1M1000N-DIGI | Data Center Operation: Server Access, 1 Month Software Maintenance Contract, 1000 Nodes |  |  | 3595.515
| WSA1M100N-DIGI | Data Center Operation: Server Access, 1 Month Software Maintenance Contract, 100 Nodes |  |  | 388.773
| WSA1M5000N-DIGI | Data Center Operation: Server Access, 1 Month Software Maintenance Contract, 5000 Nodes |  |  | 16948.47
| WSA1M500N-DIGI | Data Center Operation: Server Access, 1 Month Software Maintenance Contract, 500 Nodes |  |  | 1842.225
On Premise SW Renewal » DATA CENTER SOFTWARE » Data Center Expert
On Premise SW Renewal | WSA1YR1000N-DIGI | Data Center Operation: Server Access, 1 Year Software Support Contract, 1000 Nodes |  |  | 25880.085
On Premise SW Renewal | WSA1YR100N-DIGI | Data Center Operation: Server Access, 1 Year Software Maintenance Contract, 100 Nodes |  |  | 2795.1
Datacenter Design and Management » DATA CENTER SOFTWARE » Data Center Expert
Datacenter Design and Management | WSA1YR20000N-DIGI | Data Center Operation: Server Access, 1 Year Software Support Contract, 20000 Nodes |  |  | 464571.03
On Premise SW Renewal » DATA CENTER SOFTWARE » Data Center Expert
On Premise SW Renewal | WSA1YR25N-DIGI | Data Center Operation: Server Access, 1 Year Software Support Contract, 25 Nodes |  |  | 730.5375
On Premise SW Renewal | WSA1YR5000N-DIGI | Data Center Operation: Server Access, 1 Year Software Support Contract, 5000 Nodes |  |  | 122025.1725
On Premise SW Renewal | WSA1YR500N-DIGI | Data Center Operation: Server Access, 1 Year Software Support Contract, 500 Nodes |  |  | 13232.2575
» DATA CENTER SOFTWARE » Data Center Operation
| AP90010 | EcoStruxure IT Advisor Perpetual License for 10 Racks |  |  | 3944.9025
| AP900100 | EcoStruxure IT Advisor Perpetual License for 100 Racks |  |  | 31387.7025
| AP9001000 | EcoStruxure IT Advisor Perpetual License for 1000 Racks |  |  | 179686.815
| AP900200 | EcoStruxure IT Advisor Perpetual License for 200 Racks |  |  | 45623.655
| AP9002000 | EcoStruxure IT Advisor Perpetual License for 2000 Racks |  |  | 346306.5375
| AP900500 | EcoStruxure IT Advisor Perpetual License for 500 Racks |  |  | 94334.625
| AP9005000 | EcoStruxure IT Advisor Perpetual License for 5000 Racks |  |  | 816753.63
| AP90065 | EcoStruxure IT Advisor Perpetual License for 1 Additional Server Node |  |  | 16281.4575
Datacenter Design and Management » DATA CENTER SOFTWARE » Data Center Operation
» DATA CENTER SOFTWARE » Data Center Operation
| QCLPWR | Data Center Operation: Cooling Optimize Power Sensor |  |  | 362.0925
Enterprise Management Products » DATA CENTER SOFTWARE » Data Center Operation
» DATA CENTER SOFTWARE » Data Center Operation
| SFTWCLUSTER-DIGI | EcoStruxure IT Advisor Cluster Node Subscription License 1 Additional Server |  |  | 9376.29
| SFTWOPS100R-DIGI | EcoStruxure IT Advisor 100 Rack Subscription License |  |  | 11034.2925
Enterprise Management Products » DATA CENTER SOFTWARE » Data Center Operation
Enterprise Management Products | SFTWOPS10R-DIGI | EcoStruxure IT Advisor 10 Rack Subscription License |  |  | 1391.1975
» DATA CENTER SOFTWARE » Data Center Operation
| SWDCO1000RCAP-DIGI | EcoStruxure IT Advisor Capacity Perpetual License for 1000 Racks |  |  | 276714.9
| SWDCO1000RCHG-DIGI | EcoStruxure IT Advisor Change Perpetual License for 1000 Racks |  |  | 228690
| SWDCO1000ROPS-DIGI | EcoStruxure IT Advisor Perpetual License for 1000 Racks |  |  | 160083
| SWDCO100RCAP-DIGI | EcoStruxure IT Advisor Capacity Perpetual License for 100 Racks |  |  | 45738
| SWDCO100RCHG-DIGI | EcoStruxure IT Advisor Change Perpetual License for 100 Racks |  |  | 45738
| SWDCO100ROPS-DIGI | EcoStruxure IT Advisor Perpetual License for 100 Racks |  |  | 28586.25
| SWDCO10RCAP-DIGI | EcoStruxure IT Advisor Capacity Perpetual License for 10 Racks |  |  | 6860.7
| SWDCO10RCHG-DIGI | EcoStruxure IT Advisor Change Perpetual License for 10 Racks |  |  | 5717.25
| SWDCO10ROPS-DIGI | EcoStruxure IT Advisor Perpetual License for 10 Racks |  |  | 3430.35
| SWDCO1ROPS-DIGI | EcoStruxure IT Advisor Perpetual License for 1 Rack |  |  | 686.07
| SWDCO200RCAP-DIGI | EcoStruxure IT Advisor Capacity Perpetual License for 200 Racks |  |  | 68607
| SWDCO200RCHG-DIGI | EcoStruxure IT Advisor Change Perpetual License for 200 Racks |  |  | 68607
| SWDCO200ROPS-DIGI | EcoStruxure IT Advisor Perpetual License for 200 Racks |  |  | 38877.3
| SWDCO2ROPS-DIGI | EcoStruxure IT Advisor Perpetual License for 2 Racks |  |  | 1372.14
| SWDCO500RCAP-DIGI | EcoStruxure IT Advisor Capacity Perpetual License for 500 Racks |  |  | 142931.25
| SWDCO500RCHG-DIGI | EcoStruxure IT Advisor Change Perpetual License for 500 Racks |  |  | 142931.25
| SWDCO500ROPS-DIGI | EcoStruxure IT Advisor Perpetual License for 500 Racks |  |  | 85758.75
| SWDCOCLUSTER-DIGI | EcoStruxure IT Advisor Perpetual License for 1 Additional Server Node |  |  | 16281.4575
| SWDCOENEF-DIGI | EcoStruxure IT Advisor Energy Efficiency Perpetual Enterprise License |  |  | 46493.9475
| SWOT2R-DIGI | EcoStruxure IT Perpetual License 2 Rack Bundle |  |  | 2083.62
| SWSDI1R-DIGI | StuxureWare for Data Centers: Software Defined Infrastructure, 1 Rack Bundle |  |  | 1715.175
On Premise SW Renewal » DATA CENTER SOFTWARE » Data Center Operation
On Premise SW Renewal | WCAP1M1000R-DIGI | Data Center Operation: Capacity, 1 Month Software Support Contract, 1000 Racks |  |  | 9160.305
» DATA CENTER SOFTWARE » Data Center Operation
| WCAP1M100R-DIGI | Data Center Operation: Capacity, 1 Month Software Support Contract, 100 Racks |  |  | 1442.0175
| WCAP1M10R-DIGI | Data Center Operation: Capacity, 1 Month Software Support Contract, 10 Racks |  |  | 185.493
| WCAP1M200R-DIGI | Data Center Operation: Capacity, 1 Month Software Support Contract, 200 Racks |  |  | 2102.6775
| WCAP1M500R-DIGI | Data Center Operation: Capacity, 1 Month Software Support Contract, 500 Racks |  |  | 4332.405
| WCAP1YR1000R-DIGI | Data Center Operation: Capacity, 1 Year Software Support Contract, 1000 Racks |  |  | 65811.9
| WCAP1YR100R-DIGI | Data Center Operation: Capacity, 1 Year Software Support Contract, 100 Racks |  |  | 11529.7875
| WCAP1YR10R-DIGI | Data Center Operation: Capacity, 1 Year Software Support Contract, 10 Racks |  |  | 1454.7225
| WCAP1YR200R-DIGI | Data Center Operation: Capacity, 1 Year Software Support Contract, 200 Racks |  |  | 16757.895
| WCAP1YR500R-DIGI | Data Center Operation: Capacity, 1 Year Software Support Contract, 500 Racks |  |  | 34640.1825
| WCAP3YR1000R-DIGI | Data Center Operation: Capacity, 3 Year Software Support Contract, 1000 Racks |  |  | 164523.3975
| WCAP3YR100R-DIGI | Data Center Operation: Capacity, 3 Year Software Support Contract, 100 Racks |  |  | 28814.94
| WCAP3YR10R-DIGI | Data Center Operation: Capacity, 3 Year Software Support Contract, 10 Racks |  |  | 3627.2775
| WCAP3YR200R-DIGI | Data Center Operation: Capacity, 3 Year Software Support Contract, 200 Racks |  |  | 41888.385
| WCAP3YR500R-DIGI | Data Center Operation: Capacity, 3 Year Software Support Contract, 500 Racks |  |  | 86603.6325
| WCHG1M1000R-DIGI | Data Center Operation: Change, 1 Month Software Support Contract, 1000 Racks |  |  | 2026.4475
| WCHG1M100R-DIGI | Data Center Operation: Change, 1 Month Software Support Contract, 100 Racks |  |  | 1442.0175
| WCHG1M10R-DIGI | Data Center Operation: Change, 1 Month Software Support Contract, 10 Racks |  |  | 175.329
| WCHG1M200R-DIGI | Data Center Operation: Change, 1 Month Software Support Contract, 200 Racks |  |  | 17653.5975
| WCHG1M500R-DIGI | Data Center Operation: Change, 1 Month Software Support Contract, 500 Racks |  |  | 41875.68
| WCHG1YR1000R-DIGI | Data Center Operation: Change, 1 Year Software Support Contract, 1000 Racks |  |  | 65811.9
| WCHG1YR100R-DIGI | Data Center Operation: Change, 1 Year Software Support Contract, 100 Racks |  |  | 11529.7875
| WCHG1YR10R-DIGI | Data Center Operation: Change, 1 Year Software Support Contract, 10 Racks |  |  | 1454.7225
| WCHG1YR200R-DIGI | Data Center Operation: Change, 1 Year Software Support Contract, 200 Racks |  |  | 16776.9525
| WCHG1YR500R-DIGI | Data Center Operation: Change, 1 Year Software Support Contract, 500 Racks |  |  | 34640.1825
| WCHG3YR1000R-DIGI | Data Center Operation: Change, 3 Year Software Support Contract, 1000 Racks |  |  | 164104.1325
| WCHG3YR100R-DIGI | Data Center Operation: Change, 3 Year Software Support Contract, 100 Racks |  |  | 28814.94
| WCHG3YR10R-DIGI | Data Center Operation: Change, 3 Year Software Support Contract, 10 Racks |  |  | 3576.4575
| WCHG3YR200R-DIGI | Data Center Operation: Change, 3 Year Software Support Contract, 200 Racks |  |  | 41888.385
| WCHG3YR500R-DIGI | Data Center Operation: Change, 3 Year Software Support Contract, 500 Racks |  |  | 86603.6325
| WITO1M1000R-DIGI | Data Center Operation: IT Optimize, 1 Month Software Support Contract, 1000 Racks |  |  | 6968.6925
On Premise SW Renewal » DATA CENTER SOFTWARE » Data Center Operation
On Premise SW Renewal | WITO1M100R-DIGI | Data Center Operation: IT Optimize, 1 Month Software Support Contract, 100 Racks |  |  | 968.121
On Premise SW Renewal | WITO1M10R-DIGI | Data Center Operation: IT Optimize, 1 Month Software Support Contract, 10 Racks |  |  | 124.509
On Premise SW Renewal | WITO1M200R-DIGI | Data Center Operation: IT Optimize, 1 Month Software Support Contract, 200 Racks |  |  | 1422.96
On Premise SW Renewal | WITO1M5000R-DIGI | Data Center Operation: IT Optimize, 1 Month Software Support Contract, 5000 Racks |  |  | 24831.9225
On Premise SW Renewal | WITO1M500R-DIGI | Data Center Operation: IT Optimize, 1 Month Software Support Contract, 500 Racks |  |  | 2941.2075
On Premise SW Renewal | WITO1YR1000R-DIGI | Data Center Operation: IT Optimize, 1 Year Software Support Contract, 1000 Racks |  |  | 6968.6925
On Premise SW Renewal | WITO3YR1000R-DIGI | Data Center Operation: IT Optimize, 3 Year Software Support Contract, 1000 Racks |  |  | 99569.085
» DATA CENTER SOFTWARE » Data Center Operation
| WITO3YR100R-DIGI | Data Center Operation: IT Optimize, 3 Year Software Support Contract, 100 Racks |  |  | 17418.555
On Premise SW Renewal » DATA CENTER SOFTWARE » Data Center Operation
On Premise SW Renewal | WITO3YR10R-DIGI | Data Center Operation: IT Optimize, 3 Year Software Support Contract, 10 Racks |  |  | 2210.67
On Premise SW Renewal | WITO3YR200R-DIGI | Data Center Operation: IT Optimize, 3 Year Software Support Contract, 200 Racks |  |  | 25575.165
On Premise SW Renewal | WITO3YR500R-DIGI | Data Center Operation: IT Optimize, 3 Year Software Support Contract, 500 Racks |  |  | 52909.9725
On Premise SW Renewal | WOPS1M1000R-DIGI | Data Center Operation: 1 Month Software Support Contract, 1000 Racks |  |  | 3271.5375
On Premise SW Renewal | WOPS1M100R-DIGI | Data Center Operation: 1 Month Software Support Contract, 100 Racks |  |  | 721.644
On Premise SW Renewal | WOPS1M10R-DIGI | Data Center Operation: 1 Month Software Support Contract, 10 Racks |  |  | 71.148
On Premise SW Renewal | WOPS1M2000R-DIGI | Data Center Operation: 1 Month Software Support Contract, 2000 Racks |  |  | 8658.4575
On Premise SW Renewal | WOPS1M200R-DIGI | Data Center Operation: 1 Month Software Support Contract, 200 Racks |  |  | 1048.1625
On Premise SW Renewal | WOPS1M5000R-DIGI | Data Center Operation: 1 Month Software Support Contract, 5000 Racks |  |  | 20410.5825
On Premise SW Renewal | WOPS1M500R-DIGI | Data Center Operation: 1 Month Software Support Contract, 500 Racks |  |  | 2166.2025
On Premise SW Renewal | WOPS1YR1000 | EcoStruxure IT Advisor 1 Year software support 1000 racks |  |  | 28814.94
On Premise SW Renewal | WOPS1YR1000R-DIGI | Data Center Operation: 1 Year Software Support Contract, 1000 Racks |  |  | 29393.0175
On Premise SW Renewal | WOPS1YR100R-DIGI | EcoStruxure IT Advisor 1 Year software support 100 racks |  |  | 5253.5175
» DATA CENTER SOFTWARE » Data Center Operation
| WOPS1YR10R-DIGI | EcoStruxure IT Advisor 1 Year software support 10 racks |  |  | 630.168
On Premise SW Renewal » DATA CENTER SOFTWARE » Data Center Operation
On Premise SW Renewal | WOPS1YR1R-DIGI | EcoStruxure IT Advisor 1 Year software support 1 rack |  |  | 110.5335
Datacenter Design and Management » DATA CENTER SOFTWARE » Data Center Operation
Datacenter Design and Management | WOPS1YR2000R-DIGI | Data Center Operation: 1 Year Software Support Contract, 2000 Racks |  |  | 62337.0825
» DATA CENTER SOFTWARE » Data Center Operation
| WOPS1YR200R-DIGI | EcoStruxure IT Advisor 1 Year software support 200 racks |  |  | 7140.21
| WOPS1YR500R-DIGI | Data Center Operation: 1 Year Software Support Contract, 500 Racks |  |  | 17323.2675
| WOPS3YR1000R-DIGI | Data Center Operation: 3 Year Software Support Contract, 1000 Racks |  |  | 65316.405
| WOPS3YR100R-DIGI | Data Center Operation: 3 Year Software Support Contract, 100 Racks |  |  | 11663.19
| WOPS3YR10R-DIGI | Data Center Operation: 3 Year Software Support Contract, 10 Racks |  |  | 1403.9025
On Premise SW Renewal » DATA CENTER SOFTWARE » Data Center Operation
On Premise SW Renewal | WOPS3YR200 | StruxureWare Data Center Operation, 3 Year Software Support Contract, 200 Racks |  |  | 15550.92
» DATA CENTER SOFTWARE » Data Center Operation
| WOPS3YR200R-DIGI | Data Center Operation: 3 Year Software Support Contract, 200 Racks |  |  | 15862.1925
| WOPS3YR500R-DIGI | Data Center Operation: 3 Year Software Support Contract, 500 Racks |  |  | 43304.9925
On Premise SW Renewal » DATA CENTER SOFTWARE » Data Center Operation
On Premise SW Renewal | WPC1M1000R-DIGI | Data Center Operation: IT Power Control, 1 Month Software Support Contract 1000 Racks |  |  | 1835.8725
On Premise SW Renewal | WPC1M100R-DIGI | Data Center Operation: IT Power Control, 1 Month Software Support Contract, 100 Racks |  |  | 318.8955
On Premise SW Renewal | WPC1M10R-DIGI | Data Center Operation: IT Power Control, 1 Month Software Support Contract, 10 Racks |  |  | 41.9265
» DATA CENTER SOFTWARE » Data Center Operation
| WPC1M2000R-DIGI | Data Center Operation: IT Power Control, 1 Month Software Support Contract, 2000 Racks |  |  | 3531.99
On Premise SW Renewal » DATA CENTER SOFTWARE » Data Center Operation
On Premise SW Renewal | WPC1M200R-DIGI | Data Center Operation: IT Power Control, 1 Month Software Maintenance Contract, 200 Racks |  |  | 465.003
On Premise SW Renewal | WPC1M5000R-DIGI | Data Center Operation: IT Power Control, 1 Month Software Support Contract, 5000 Racks |  |  | 8328.1275
On Premise SW Renewal | WPC1M500R-DIGI | Data Center Operation: IT Power Control, 1 Month Software Support Contract, 500 Racks |  |  | 960.498
On Premise SW Renewal | WPC1YR1000R-DIGI | Data Center Operation: IT Power Control, 1 Year Software Support Contract, 1000 Racks |  |  | 12990.8625
On Premise SW Renewal | WPC1YR100R-DIGI | Data Center Operation: IT Power Control, 1 Year Software Support Contract, 100 Racks |  |  | 2280.5475
» DATA CENTER SOFTWARE » Data Center Operation
| WPC1YR10R-DIGI | Data Center Operation: IT Power Control, 1 Year Software Support Contract, 10 Racks |  |  | 288.4035
On Premise SW Renewal » DATA CENTER SOFTWARE » Data Center Operation
On Premise SW Renewal | WPC1YR2000R-DIGI | Data Center Operation: IT Power Control, 1 Year Software Support Contract, 2000 Racks |  |  | 25035.2025
On Premise SW Renewal | WPC1YR200R-DIGI | Data Center Operation: IT Power Control, 1 Year Software Support Contract, 200 Racks |  |  | 3347.7675
On Premise SW Renewal | WPC1YR5000R-DIGI | Data Center Operation: IT Power Control, 1 Year Software Support Contract, 5000 Racks |  |  | 59040.135
On Premise SW Renewal | WPC1YR500R-DIGI | Data Center Operation: IT Power Control, 1 Year Software Support Contract, 500 Racks |  |  | 6917.8725
» DATA CENTER SOFTWARE » Data Center Operation: Capacity
| AP9110 | EcoStruxure IT Advisor Capacity Perpetual License for 10 Racks |  |  | 7889.805
| AP91100 | EcoStruxure IT Advisor Capacity Perpetual License for 100 Racks |  |  | 62775.405
| AP911000 | EcoStruxure IT Advisor Capacity Perpetual License for 1000 Racks |  |  | 358439.8125
| AP91200 | EcoStruxure IT Advisor Capacity Perpetual License for 200 Racks |  |  | 91247.31
| AP91500 | EcoStruxure IT Advisor Capacity Perpetual License for 500 Racks |  |  | 188669.25
Datacenter Design and Management » DATA CENTER SOFTWARE » Data Center Operation: Capacity
» DATA CENTER SOFTWARE » Data Center Operation: Capacity
| SFTWCAP100R-DIGI | EcoStruxure IT Advisor Capacity 100 Rack Subscription License |  |  | 32016.6
Enterprise Management Products » DATA CENTER SOFTWARE » Data Center Operation: Capacity
Enterprise Management Products | SFTWCAP10R-DIGI | EcoStruxure IT Advisor Capacity 10 Rack Subscription License |  |  | 2776.0425
» DATA CENTER SOFTWARE » Data Center Operation: Capacity
| SWDCO1RCAP-DIGI | EcoStruxure IT Advisor Capacity Perpetual License for 1 Rack |  |  | 971.9325
| SWDCO2RCAP-DIGI | EcoStruxure IT Advisor Capacity Perpetual License for 2 Racks |  |  | 1600.83
| WCAM1M200 | Data Center Operation: Capacity, 1 Month Software Support Contract, 200 Racks |  |  | 1651.65
| WCAP1YR1R-DIGI | Data Center Operation: Capacity, 1 Year Software Support Contract, 1 Rack |  |  | 179.1405
» DATA CENTER SOFTWARE » Data Center Operation: Change
| AP9710 | EcoStruxure IT Advisor Change Perpetual License for 10 Racks |  |  | 7889.805
| AP97100 | EcoStruxure IT Advisor Change Perpetual License for 100 Racks |  |  | 62775.405
| AP971000 | EcoStruxure IT Advisor Change Perpetual License for 1000 Racks |  |  | 358439.8125
| AP97200 | EcoStruxure IT Advisor Change Perpetual License for 200 Racks |  |  | 91247.31
| AP97500 | EcoStruxure IT Advisor Change Perpetual License for 500 Racks |  |  | 188669.25
Enterprise Management Products » DATA CENTER SOFTWARE » Data Center Operation: Change
Enterprise Management Products | SFTWCHG100R-DIGI | EcoStruxure IT Advisor Change 100 Rack Subscription License |  |  | 22011.4125
» DATA CENTER SOFTWARE » Data Center Operation: Change
| SFTWCHG10R-DIGI | EcoStruxure IT Advisor Change 10 Rack Subscription License |  |  | 2776.0425
| WCHM1YR200 | Data Center Operation: Change, 1 Year Software Support Contract, 200 Racks |  |  | 10087.77
| WCHM1YR5000 | Data Center Operation: Change, 1 Year Software Support Contract, 5000 Racks |  |  | 82328.4
| WCHM3YR1000 | Data Center Operation: Change, 3 Year Software Support Contract, 1000 Racks |  |  | 68607
» DATA CENTER SOFTWARE » Data Center Operation: Cooling Optimize
| CLBACNET | EcoStruxure IT Advisor: Cooling Optimize BACnet License |  |  | 27.6334
| CLCONTROL | EcoStruxure IT Advisor: Cooling Optimize Control Module |  |  | 2267.8425
| CLECFAN | EcoStruxure IT Advisor: Cooling Optimize EC Fan adapter |  |  | 107.9925
| CLENGINE | EcoStruxure IT Advisor: Cooling Optimize Server |  |  | 14210.5425
| CLGATEWAY | EcoStruxure IT Advisor: Cooling Optimize Gateway |  |  | 3932.1975
| CLHUMID | EcoStruxure IT Advisor: Cooling Optimize Humidity Sensor |  |  | 788.9805
| CLPOWER | EcoStruxure IT Advisor: Cooling Optimize Power Sensor |  |  | 814.3905
| CLPRESSURE | EcoStruxure IT Advisor: Cooling Optimize Pressure Sensor |  |  | 1384.845
| CLTEMP | EcoStruxure IT Advisor: Cooling Optimize Temperature Sensor |  |  | 665.742
Datacenter Design and Management » DATA CENTER SOFTWARE » Data Center Operation: Cooling Optimize
Datacenter Design and Management | CLVENGINE | EcoStruxure IT Advisor: Cooling Optimize Virtual Server |  |  | 4662.735
» DATA CENTER SOFTWARE » Data Center Operation: Cooling Optimize
| SWDCO1000RCL-DIGI | Data Center Operation: Cooling Optimize 1000 Rack License |  |  | 1051974
| SWDCO100RCL-DIGI | EcoStruxure IT Advisor: Cooling Optimize 100 Rack License |  |  | 80657.6925
| SWDCO10RCL-DIGI | EcoStruxure IT Advisor: Cooling Optimize 10 Rack License |  |  | 8251.8975
| SWDCO500RCL-DIGI | EcoStruxure IT Advisor: Cooling Optimize 500 Rack License |  |  | 403256.7
| SWDCOBACNET-DIGI | EcoStruxure IT Advisor BACNET License |  |  | 27442.8
| SWDCOBASECL-DIGI | EcoStruxure IT Advisor: Cooling Optimize Base Control SW |  |  | 20632.92
| WCL1M1000R-DIGI | Data Center Operation: Cooling Optimize, 1 Month Software Support Contract, 1000 Racks |  |  | 9522.3975
| WCL1M100R-DIGI | Data Center Operation: Cooling Optimize, 1 Month Software Support Contract, 100 Racks |  |  | 989.7195
| WCL1M10R-DIGI | Data Center Operation: Cooling Optimize, 1 Month Software Support Contract, 10 Racks |  |  | 99.099
| WCL1M200R-DIGI | Data Center Operation: Cooling Optimize, 1 Month Software Support Contract, 200 Racks |  |  | 1981.98
| WCL1M500R-DIGI | Data Center Operation: Cooling Optimize, 1 Month Software Support Contract, 500 Racks |  |  | 4948.5975
| WCL1YR1000R-DIGI | EcoStruxure IT Advisor: Cooling Optimize, 1 Year Software Support Contract, 1000 Racks |  |  | 98508.2175
| WCL1YR100R-DIGI | EcoStruxure IT Advisor: Cooling Optimize, 1 Year Software Support Contract, 100 Racks |  |  | 10246.5825
| WCL1YR10R-DIGI | EcoStruxure IT Advisor: Cooling Optimize, 1 Year Software Support Contract, 10 Racks |  |  | 1302.2625
| WCL1YR200R-DIGI | EcoStruxure IT Advisor: Cooling Optimize, 1 Year Software Support Contract, 200 Racks |  |  | 20474.1075
| WCL1YR500R-DIGI | EcoStruxure IT Advisor: Cooling Optimize, 1 Year Software Support Contract, 500 Racks |  |  | 51188.445
| WCL3YR1000R-DIGI | Data Center Operation: Cooling Optimize, 3 Year Software Support Contract, 1000 Racks |  |  | 23243.7975
| WCL3YR100R-DIGI | Data Center Operation: Cooling Optimize, 3 Year Software Support Contract, 100 Racks |  |  | 23243.7975
| WCL3YR10R-DIGI | Data Center Operation: Cooling Optimize, 3 Year Software Support Contract, 10 Racks |  |  | 3512.9325
| WCL3YR200R-DIGI | Data Center Operation: Cooling Optimize, 3 Year Software Support Contract, 200 Racks |  |  | 46487.595
| WCL3YR500R-DIGI | Data Center Operation: Cooling Optimize, 3 Year Software Support Contract, 500 Racks |  |  | 116212.635
Enterprise Management Products » DATA CENTER SOFTWARE » Data Center Operation: Energy Efficiency
Enterprise Management Products | SFTWAP90000 | Data Center Operation 1 Year Digital Energy Efficiency Subscription |  |  | 28586.25
» DATA CENTER SOFTWARE » Data Center Operation: Energy Efficiency
| WEE1M | Data Center Operation: Energy Efficiency, 1 Month Software Support Contract |  |  | 2191.6125
» DATA CENTER SOFTWARE » Data Center Operation: IT Optimize
| AP916010 | EcoStruxure IT Advisor IT Optimize Perpetual License for 10 Racks |  |  | 4802.49
| AP9160100 | EcoStruxure IT Advisor IT Optimize Perpetual License for 100 Racks |  |  | 37943.4825
| AP9160200 | EcoStruxure IT Advisor IT Optimize Perpetual License for 200 Racks |  |  | 55711.425
| SWDCO1ITO-DIGI | EcoStruxure IT Advisor: IT Optimize 1 rack |  |  | 87.6645
| WITO1YR100 | Data Center Operation: IT Optimize, 1 Year Software Support Contract, 100 Racks |  |  | 6828.9375
| WITO1YR200 | Data Center Operation: IT Optimize, 1 Year Software Support Contract, 200 Racks |  |  | 10030.5975
On Premise SW Renewal » DATA CENTER SOFTWARE » Data Center Operation: IT Optimize
On Premise SW Renewal | WITPC1M10 | Data Center Operation: IT Power Control, 1 Month Software Support Contract, 10 Racks |  |  | 41.9265
On Premise SW Renewal | WITPC1M100 | Data Center Operation: IT Power Control, 1 Month Software Support Contract, 100 Racks |  |  | 318.8955
On Premise SW Renewal | WITPC1M1000 | Data Center Operation: IT Power Control, 1 Month Software Support Contract, 1000 Racks |  |  | 1835.8725
On Premise SW Renewal | WITPC1M200 | Data Center Operation: IT Power Control, 1 Month Software Support Contract, 200 Racks |  |  | 465.003
On Premise SW Renewal | WITPC1M2000 | Data Center Operation: IT Power Control, 1 Month Software Support Contract, 2000 Racks |  |  | 3531.99
On Premise SW Renewal | WITPC1M500 | Data Center Operation: IT Power Control, 1 Month Software Support Contract, 500 Racks |  |  | 960.498
On Premise SW Renewal | WITPC1M5000 | Data Center Operation: IT Power Control, 1 Month Software Support Contract, 5000 Racks |  |  | 8328.1275
Datacenter Design and Management » DATA CENTER SOFTWARE » Data Center Operation: IT Optimize
On Premise SW Renewal » DATA CENTER SOFTWARE » Data Center Operation: Server Access
On Premise SW Renewal | WSA1M10000N | Data Center Operation: Server Access, 1 Month Software Support Contract, 10000 Nodes |  |  | 33083.82
On Premise SW Renewal | WSA1M1000N | Data Center Operation: Server Access, 1 Month Software Support Contract, 1000 Nodes |  |  | 3595.515
On Premise SW Renewal | WSA1M100N | Data Center Operation: Server Access, 1 Month Software Support Contract, 100 Nodes |  |  | 388.773
On Premise SW Renewal | WSA1M20000N | Data Center Operation: Server Access, 1 Month Software Support Contract, 20000 Nodes |  |  | 64528.695
On Premise SW Renewal | WSA1M25N | Data Center Operation: Server Access, 1 Month Software Support Contract, 25 Nodes |  |  | 102.9105
On Premise SW Renewal | WSA1M5000N | Data Center Operation: Server Access, 1 Month Software Support Contract, 5000 Nodes |  |  | 16948.47
On Premise SW Renewal | WSA1M500N | Data Center Operation: Server Access, 1 Month Software Support Contract, 500 Nodes |  |  | 1842.225
» DATA CENTER SOFTWARE » EcoStruxure IT Advisor
| SFTWAS10-DIGI | EcoStruxure IT Advisor SaaS 10 Racks 1 Year |  |  | 1829.52
| SFTWAS100-DIGI | EcoStruxure IT Advisor SaaS 100 Racks 1 Year |  |  | 9604.98
| SFTWAS1000-DIGI | EcoStruxure IT Advisor SaaS 1000 Racks 1 Year |  |  | 64033.2
| SFTWAS10003Y-DIGI | EcoStruxure IT Advisor SaaS 1000 Racks 3 Years |  |  | 182494.62
| SFTWAS10005Y-DIGI | EcoStruxure IT Advisor SaaS 1000 Racks 5 Years |  |  | 288149.4
| SFTWAS1003Y-DIGI | EcoStruxure IT Advisor SaaS 100 Racks 3 Years |  |  | 27379.275
| SFTWAS1005Y-DIGI | EcoStruxure IT Advisor SaaS 100 Racks 5 Years |  |  | 43222.41
| SFTWAS103Y-DIGI | Ecostruxure IT Advisor SaaS 10 Racks 3 Years |  |  | 3258.8325
| SFTWAS105Y-DIGI | EcoStruxure IT Advisor SaaS 10 Racks 5 Years |  |  | 5145.525
| SFTWAS25-DIGI | EcoStruxure IT Advisor SaaS 25 Racks 1 Year |  |  | 2744.28
| SFTWAS250-DIGI | EcoStruxure IT Advisor SaaS 250 Racks 1 Year |  |  | 20582.1
| SFTWAS2503Y-DIGI | Ecostruxure IT Advisor SaaS 250 Racks 3 Years |  |  | 58658.985
| SFTWAS2505Y-DIGI | EcoStruxure IT Advisor SaaS 250 Racks 5 Years |  |  | 92619.45
| SFTWAS253Y-DIGI | EcoStruxure IT Advisor SaaS 25 Racks 3 Years |  |  | 7826.28
| SFTWAS255Y-DIGI | EcoStruxure IT Advisor SaaS 25 Racks 5 Years |  |  | 12349.26
Software-Defined Power » DATA CENTER SOFTWARE » EcoStruxure IT Advisor
Software-Defined Power | SFTWAS25M-DIGI | EcoStruxure IT Advisor SaaS 25 Racks 1 Year billed monthly |  |  | 2884.035
» DATA CENTER SOFTWARE » EcoStruxure IT Advisor
| SFTWASCSTM-DIGI | EcoStruxure IT Advisor SaaS Custom 1 Year |  |  | 0
| SFTWASCSTM3Y-DIGI | EcoStruxure IT Advisor SaaS Custom 3 Years |  |  | 0
| SFTWASCSTM5Y-DIGI | EcoStruxure IT Advisor SaaS Custom 5 Years |  |  | 0
| SFTWCA10-DIGI | EcoStruxure IT Advisor & Capacity SaaS 10 Racks 1 Year |  |  | 2972.97
| SFTWCA100-DIGI | EcoStruxure IT Advisor & Capacity SaaS 100 Racks 1 Year |  |  | 26299.35
| SFTWCA1000-DIGI | EcoStruxure IT Advisor & Capacity SaaS 1000 Racks 1 Year |  |  | 207332.895
| SFTWCA10003Y-DIGI | EcoStruxure IT Advisor & Capacity SaaS 1000 Racks 3 Years |  |  | 560519.19
| SFTWCA10005Y-DIGI | EcoStruxure IT Advisor & Capacity 1000 Racks 5 Years |  |  | 885030.3
| SFTWCA1003Y-DIGI | Ecostruxure IT Advisor & Capacity SaaS 100 Racks 3 Years |  |  | 74305.1925
| SFTWCA1005Y-DIGI | Ecostruxure IT Advisor & Capacity SaaS 100 Racks 5 Years |  |  | 117317.97
| SFTWCA103Y-DIGI | EcoStruxure IT Advisor & Capacity SaaS 10 Racks 3 Years |  |  | 8474.235
| SFTWCA105Y-DIGI | EcoStruxure IT Advisor & Capacity 10 Racks 5 Years |  |  | 13378.365
| SFTWCA150-DIGI | EcoStruxure IT Advisor & Capacity SaaS 150 Racks 1 Year |  |  | 37733.85
| SFTWCA1505Y-DIGI | EcoStruxure IT Advisor & Capacity SaaS 150 Racks 5 Years |  |  | 169802.325
| SFTWCA25-DIGI | EcoStruxure IT Advisor & Capacity SaaS 25 Racks 1 Year |  |  | 7203.735
| SFTWCA250-DIGI | EcoStruxure IT Advisor & Capacity SaaS 250 Racks 1 Year |  |  | 58315.95
| SFTWCA2503Y-DIGI | Ecostruxure IT Advisor & Capacity SaaS 250 Racks 3 Years |  |  | 166200.4575
| SFTWCA2505Y-DIGI | EcoStruxure IT Advisor & Capacity SaaS 250 Racks 3 Years |  |  | 262421.775
| SFTWCA253Y-DIGI | EcoStruxure IT Advisor & Capacity 25 Racks 3 Years |  |  | 20537.6325
| SFTWCA255Y-DIGI | EcoStruxure IT Advisor & Capacity SaaS 25 Racks 5 Years |  |  | 32416.8075
| SFTWCFD | EcoStruxure IT Advisor CFD |  |  | 10291.05
| SFTWCH10-DIGI | EcoStruxure IT Advisor & Change SaaS 10 Racks 1 Year |  |  | 2058.21
| SFTWCH100-DIGI | EcoStruxure IT Advisor & Change SaaS 100 Racks 1 Year |  |  | 18752.58
| SFTWCH1000-DIGI | EcoStruxure IT Advisor & Change SaaS 1000 Racks 1 Year |  |  | 159111.0675
| SFTWCH103Y-DIGI | EcoStruxure IT Advisor & Change SaaS 10 Racks 3 Years |  |  | 5869.71
| SFTWCH25-DIGI | EcoStruxure IT Advisor & Change 25 Racks 1 Year |  |  | 5031.18
| SFTWCH250-DIGI | EcoStruxure IT Advisor & Change SaaS 250 Racks 1 Year |  |  | 43451.1
| SFTWCH2503Y-DIGI | EcoStruxure IT Advisor & Change SaaS 250 Racks 3 Years |  |  | 123835.635
| SFTWCH253Y-DIGI | EcoStruxure IT Advisor & Change SaaS 25 Racks 3 Years |  |  | 14343.945
| SFTWITA10-DIGI | EcoStruxure IT Advisor & Capacity & Change SaaS 10 Racks 1 Year |  |  | 52598.7
| SFTWITA100-DIGI | EcoStruxure IT Advisor & Capacity & Change SaaS 100 Racks 1 Year |  |  | 39563.37
| SFTWITA1000-DIGI | EcoStruxure IT Advisor & Capacity & Change SaaS 1000 Racks 1 Year |  |  | 250415.55
| SFTWITA10003Y-DIGI | EcoStruxure IT Advisor & Capacity & Change SaaS 1000 Racks 3 Years |  |  | 713512.8
| SFTWITA10005Y-DIGI | EcoStruxure IT Advisor & Capacity & Change SaaS 1000 Racks 5 Years |  |  | 1126869.975
| SFTWITA1003Y-DIGI | EcoStruxure IT Advisor & Capacity & Change SaaS 100 Racks 3 Years |  |  | 112756.875
| SFTWITA1005Y-DIGI | EcoStruxure IT Advisor & Capacity & Change SaaS 100 Racks 5 Years |  |  | 178035.165
| SFTWITA103Y-DIGI | EcoStruxure IT Advisor & Capacity & Change SaaS 10 Racks 3 Years |  |  | 14991.9
| SFTWITA105Y-DIGI | EcoStruxure IT Advisor & Capacity & Change SaaS 10 Racks 5 Years |  |  | 23669.415
| SFTWITA25-DIGI | EcoStruxure IT Advisor & Capacity & Change SaaS 25 Racks 1 Year |  |  | 12203.1525
| SFTWITA250-DIGI | EcoStruxure IT Advisor & Capacity & Change SaaS 250 Racks 1 Year |  |  | 84500.955
| SFTWITA2503Y-DIGI | EcoStruxure IT Advisor & Capacity & Change SaaS 250 Racks 3 Years |  |  | 240835.98
| SFTWITA2505Y-DIGI | EcoStruxure IT Advisor & Capacity & Change SaaS 250 Racks 5 Years |  |  | 380254.2975
| SFTWITA253Y-DIGI | EcoStruxure IT Advisor & Capacity & Change SaaS 25 Racks 3 Years |  |  | 34767.2325
| SFTWITA255Y-DIGI | EcoStruxure IT Advisor & Capacity & Change SaaS 25 Racks 5 Years |  |  | 54911.01
» DATA CENTER SOFTWARE » EcoStruxure IT Expert
| SFTW1M100H-DIGI | Ecostruxure IT Expert Optimize 100 Host Monthly Subscription |  |  | 21382.515
Cloud Based Software » DATA CENTER SOFTWARE » EcoStruxure IT Expert
Cloud Based Software | SFTW1M10H-DIGI | EcoStruxure IT Expert Optimize Monthly 10 Host Subscription |  |  | 2140.7925
Cloud Based Software | SFTW1M1H-DIGI | EcoStruxure IT Expert Optimize Monthly 1 Host Subscription |  |  | 213.444
Cloud Based Software | SFTW1M250H-DIGI | Ecostruxure IT Expert Optimize 250 Host Monthly Subscription |  |  | 53462.64
Cloud Based Software | SFTW1M25H-DIGI | Ecostruxure IT Expert Optimize 25 Host Monthly Subscription |  |  | 5348.805
Cloud Based Software | SFTW1M500H-DIGI | EcoStruxure IT Expert Optimize Monthly 500 Host Subscription |  |  | 106925.28
Cloud Based Software | SFTW1M50H-DIGI | EcoStruxure IT Expert Optimize Monthly 50 Host Subscription |  |  | 10691.2575
Cloud Based Software | SFTW1YR100H-DIGI | EcoStruxure IT Expert Optimize 1 Year 100 Host Subscription |  |  | 135136.7325
Cloud Based Software | SFTW1YR10H-DIGI | EcoStruxure IT Expert Optimize 1 Year 10 Host Subscription |  |  | 13518.12
Cloud Based Software | SFTW1YR1H-DIGI | EcoStruxure IT Expert Optimize 1 Year 1 Host Subscription |  |  | 1353.0825
Cloud Based Software | SFTW1YR250H-DIGI | Ecostruxure IT Expert: Optimize 250 Host Annual Subscription |  |  | 337838.655
Cloud Based Software | SFTW1YR25H-DIGI | Ecostruxure IT Expert: Optimize 25 Host Annual Subscription |  |  | 33782.595
Cloud Based Software | SFTW1YR500H-DIGI | EcoStruxure IT Expert Optimize 1 Year 500 Host Subscription |  |  | 518668.92
Cloud Based Software | SFTW1YR50H-DIGI | Ecostruxure IT Expert: Optimize 50 Host Annual Subscription |  |  | 67571.5425
Cloud Based Software | SFTW3YR100H-DIGI | EcoStruxure IT Expert Optimize 3 Year 100 Host Subscription |  |  | 341548.515
Cloud Based Software | SFTW3YR10H-DIGI | Ecostruxure IT Expert 10 Host 3 Year Subscription |  |  | 34157.3925
Cloud Based Software | SFTW3YR1H-DIGI | EcoStruxure IT Expert Optimize 3 Year 1 Host Subscription |  |  | 3417.645
Cloud Based Software | SFTW3YR250H-DIGI | EcoStruxure IT Expert Optimize 3 Year 250 Host Subscription |  |  | 853877.64
Cloud Based Software | SFTW3YR25H-DIGI | EcoStruxure IT Expert Optimize 3 Year 25 Host Subscription |  |  | 85390.305
Cloud Based Software | SFTW3YR500H-DIGI | EcoStruxure IT Expert Optimize 3 Year 500 Host Subscription |  |  | 1317254.4
Cloud Based Software | SFTW3YR50H-DIGI | EcoStruxure IT Expert Optimize 3 Year 50 Host Subscription |  |  | 170774.2575
Enterprise Management Products » DATA CENTER SOFTWARE » EcoStruxure IT Expert
Enterprise Management Products | SFTWDCEVMACT-DIGI | Data Center Expert: Virtual Appliance Subscription Model |  |  | 3379.53
» DATA CENTER SOFTWARE » EcoStruxure IT Expert
| SFTWES1-DIGI | EcoStruxure IT Expert 1 Year Digital 1 node Subscription |  |  | 102.9105
| SFTWES10-DIGI | EcoStruxure IT Expert Subscription License for 10 nodes: 1 Year |  |  | 1029.105
| SFTWES100-DIGI | EcoStruxure IT Expert 1 Year Digital 100 node Subscription |  |  | 10291.05
| SFTWES1000-DIGI | EcoStruxure IT Expert 1 Year Digital 1000 node Subscription |  |  | 54885.6
| SFTWES10003Y-DIGI | EcoStruxure IT Expert Subscription License for 1000 nodes: 3 Years |  |  | 156423.96
| SFTWES10005Y-DIGI | EcoStruxure IT Expert Subscription License for 1000 nodes: 5 Years |  |  | 247671.27
| SFTWES1000M-DIGI | Recurring Monthly EcoStruxure IT Expert 1000 node subscription. |  |  | 60374.16
| SFTWES1003Y-DIGI | EcoStruxure IT Expert Subscription License for 100 nodes: 3 Years |  |  | 29329.4925
| SFTWES1005Y-DIGI | EcoStruxure IT Expert Subscription License for 100 nodes: 5 Years |  |  | 46443.1275
| SFTWES100M-DIGI | EcoStruxure IT Expert 100 nodes 1 year billed monthly |  |  | 11320.155
| SFTWES103Y-DIGI | EcoStruxure IT Expert 3 Year Digital 10 node Subscription |  |  | 2934.855
| SFTWES105Y-DIGI | EcoStruxure IT Expert 5 Year Digital 10 node Subscription |  |  | 4650.03
| SFTWES10M-DIGI | EcoStruxure IT Expert Subscription License for 1000 nodes: 1 Year -billed monthly |  |  | 1132.0155
| SFTWES1250-DIGI | EcoStruxure IT Expert 1 Year Digital 1250 node Subscription |  |  | 68607
| SFTWES12503Y-DIGI | EcoStruxure IT Expert Subscription License for 1250 nodes: 3 Years |  |  | 195529.95
| SFTWES12505Y-DIGI | EcoStruxure IT Expert Subscription License for 1250 nodes: 5 Years |  |  | 309589.0875
| SFTWES1250M-DIGI | EcoStruxure IT Expert 1250 nodes 1 year billed monthly |  |  | 75467.7
| SFTWES150-DIGI | EcoStruxure IT Expert 1 Year Digital 150 node Subscription |  |  | 12006.225
| SFTWES1500-DIGI | EcoStruxure IT Expert 1500 nodes 1 year |  |  | 82328.4
| SFTWES15003Y-DIGI | EcoStruxure IT Expert Subscription License for 1500 nodes: 3 Years |  |  | 234635.94
| SFTWES15005Y-DIGI | EcoStruxure IT Expert Subscription License for 1500 nodes: 5 Years |  |  | 371506.905
| SFTWES1500M-DIGI | IT Expert Monthly Billed 1500nodes 1year |  |  | 90561.24
| SFTWES1503Y-DIGI | EcoStruxure IT Expert Subscription License for 150 nodes: 3 Years |  |  | 34220.9175
| SFTWES1505Y-DIGI | EcoStruxure IT Expert Subscription License for 150 nodes: 5 Years |  |  | 54180.4725
| SFTWES150M-DIGI | EcoStruxure IT Expert 150 nodes 1 year billed monthly |  |  | 13206.8475
| SFTWES200-DIGI | EcoStruxure IT Expert 1 Year Digital 200 node Subscription |  |  | 16008.3
| SFTWES2003Y-DIGI | EcoStruxure IT Expert Subscription License for 200 nodes: 3 Years |  |  | 45623.655
| SFTWES2005Y-DIGI | EcoStruxure IT Expert Subscription License for 200 nodes: 5 Years |  |  | 72240.63
| SFTWES200M-DIGI | IT Expert Monthly Billed 200nodes 1year |  |  | 17609.13
| SFTWES25-DIGI | EcoStruxure IT Expert 1 Year Digital 25 node Subscription |  |  | 2572.7625
| SFTWES250-DIGI | EcoStruxure IT Expert 250 nodes 1 year |  |  | 20010.375
| SFTWES2503Y-DIGI | EcoStruxure IT Expert Subscription License for 250 nodes: 3 Years |  |  | 57032.745
| SFTWES2505Y-DIGI | EcoStruxure IT Expert Subscription License for 250 nodes: 5 Years |  |  | 90300.7875
| SFTWES250M-DIGI | EcoStruxure IT Expert 250 nodes 1 year billed monthly |  |  | 22011.4125
| SFTWES253Y-DIGI | EcoStruxure IT Expert Subscription License for 25 nodes: 3 Years |  |  | 7337.1375
| SFTWES255Y-DIGI | EcoStruxure IT Expert Subscription License for 25 nodes: 5 Years |  |  | 11612.37
| SFTWES25M-DIGI | EcoStruxure IT Expert 25 nodes 1 year billed monthly |  |  | 2833.215
| SFTWES350-DIGI | EcoStruxure IT Expert 1 Year Digital 350 node Subscription |  |  | 28014.525
| SFTWES3503Y-DIGI | EcoStruxure IT Expert Subscription License for 350 nodes: 3 Years |  |  | 79844.5725
| SFTWES3505Y-DIGI | EcoStruxure IT Expert Subscription License for 350 nodes: 5 Years |  |  | 126421.1025
| SFTWES350M-DIGI | Recurring Monthly EcoStruxure IT Expert 350 node subscription. |  |  | 30815.9775
| SFTWES5-DIGI | EcoStruxure IT Expert 1 Year Digital 5 node Subscription |  |  | 514.5525
| SFTWES50-DIGI | EcoStruxure IT Expert 1 Year Digital 50 node Subscription |  |  | 5145.525
| SFTWES500-DIGI | EcoStruxure IT Expert 1 Year Digital 500 node Subscription |  |  | 27442.8
| SFTWES5003Y-DIGI | EcoStruxure IT Expert Subscription License for 500 nodes: 3 Years |  |  | 78211.98
| SFTWES5005Y-DIGI | EcoStruxure IT Expert Subscription License for 500 nodes: 5 Years |  |  | 123835.635
| SFTWES500M-DIGI | EcoStruxure IT Expert 500 nodes 1 year billed monthly |  |  | 30187.08
| SFTWES503Y-DIGI | EcoStruxure IT Expert Subscription License for 50 nodes: 3 Years |  |  | 14667.9225
| SFTWES505Y-DIGI | EcoStruxure IT Expert Subscription License for 50 nodes: 5 Years |  |  | 23224.74
| SFTWES50M-DIGI | EcoStruxure IT Expert 50 nodes 1 year billed monthly |  |  | 5660.0775
| SFTWES53Y-DIGI | EcoStruxure IT Expert 5 Node 3 Years |  |  | 1467.4275
| SFTWES55Y-DIGI | EcoStruxure IT Expert 5 nodes 5 years |  |  | 2325.015
| SFTWES75-DIGI | EcoStruxure IT Expert 1 Year Digital 75 node Subscription |  |  | 7718.2875
| SFTWES750-DIGI | EcoStruxure IT Expert 1 Year Digital 750 node Subscription |  |  | 41164.2
| SFTWES7503Y-DIGI | EcoStruxure IT Expert Subscription License for 750 nodes: 3 Years |  |  | 117317.97
| SFTWES7505Y-DIGI | EcoStruxure IT Expert Subscription License for 750 nodes: 5 Years |  |  | 185753.4525
| SFTWES750M-DIGI | EcoStruxure IT Expert 750 nodes 1 year billed monthly |  |  | 45280.62
| SFTWES753Y-DIGI | EcoStruxure IT Expert Subscription License for 75 nodes: 3 Years |  |  | 21998.7075
| SFTWES755Y-DIGI | EcoStruxure IT Expert Subscription License for 75 nodes: 5 Years |  |  | 34830.7575
| SFTWES75M-DIGI | EcoStruxure IT Expert 75 nodes 1 year billed monthly |  |  | 8493.2925
| WITEO1YRESP-DIGI | Ecostruxure IT Expert Optimize 1 Year Enterprise Service Pack |  |  | 9503.34
| WITEO1YRSP-DIGI | Ecostruxure IT Expert Optimize 1 Year Service Pack |  |  | 2795.1
| WNSCESOSALRM | Ecostruxure IT Expert On-Site Alarm Service |  |  | 3258.8325
| WNSCESOSALRT | Ecostruxure IT Expert On-Site Alerting Service |  |  | 3258.8325
| WNSCESOSBASE | Ecostruxure IT Expert On-Site Base Service |  |  | 8004.15
| WNSCESOSBMS | Ecostruxure IT Expert On-Site BMS Integration Service |  |  | 5431.3875
| WNSCESOSDAY | Ecostruxure IT Expert On-Site Daily Labor Service |  |  | 5431.3875
| WNSCESOSMIG | Ecostruxure IT Expert On-Site DCE-ITE Migration Service |  |  | 8004.15
| WNSCESOSTRAIN | Ecostruxure IT Expert On-Site Training Service |  |  | 8004.15
| WNSCESOSVS | Ecostruxure IT Expert On-Site Virtual Sensor Service |  |  | 3258.8325
| WNSCESREALRM | Ecostruxure IT Expert Remote Alarm Service |  |  | 2140.7925
| WNSCESREALRT | Ecostruxure IT Expert Remote Alerting Service |  |  | 2140.7925
| WNSCESREBASE | Ecostruxure IT Expert Remote Base Service |  |  | 4275.2325
| WNSCESREBMS | Ecostruxure IT Expert Remote BMS Integration Service |  |  | 5431.3875
| WNSCESREDAY | Ecostruxure IT Expert Remote Daily Labor Service |  |  | 4275.2325
| WNSCESREMIG | Ecostruxure IT Expert Remote DCE-ITE Migration Service |  |  | 4275.2325
| WNSCESRETRAIN | Ecostruxure IT Expert Remote Training Service |  |  | 4275.2325
| WNSCESREVS | Ecostruxure IT Expert Remote Virtual Sensor Service |  |  | 2140.7925
| WNSCESSUCORE | EcoStruxure IT Expert Onboarding Service |  |  | 4281.585
| WNSCESSUE5 | EcoStruxure IT Expert Onboarding Service 5 Hour Extension |  |  | 2140.7925
Enterprise Management Products » DATA CENTER SOFTWARE » InfraStruxure Manager
Enterprise Management Products | AP9420 | ISX Manager, 25 Node |  |  | 2674.4025
» DATA CENTER SOFTWARE » InfraStruxure Manager
| AP9420U | ENT MGR TO ISX MANAGER UPGRADE, 25 NODE |  |  | 1467.4275
| AP9424 | ISX Manager, 25 Node License only |  |  | 2229.7275
» DATA CENTER SOFTWARE » Sensors
| AP9512THBLK | APC Temperature & Humidity Sensor |  |  | 296.0265
» DATA CENTER SOFTWARE » Software Adaptation
| SWACS1DDF-DIGI | Expedited DDF Creation for single DDF |  |  | 1120.581
| WNSWACS10DDF | Expedited DDF Creation Service 10 DDF Pack |  |  | 10087.77
| WNSWACS15HR | ACS Professional Custom Software Development 15 Hours |  |  | 5717.25
| WNSWACS1DDF | Expedited DDF Creation Service for single DDF. |  |  | 1120.581
| WNSWACS20DDF | Expedited DDF Creation Service 20 Device Pack |  |  | 19051.1475
| WNSWACS30HR | ACS Professional Custom Software Development 30 Hours |  |  | 11434.5
| WNSWACS5DDF | Expedited DDF Creation Service 5 DDF Pack |  |  | 5329.7475
| WNSWACS60HR | ACS Professional Custom Software Development 60 Hours |  |  | 22869
| WNSWACSTPM | Technical Project Management Services |  |  | 2286.9
| WNSWACSXBU | Ecostruxure Data Center Services |  |  | 2286.9
| WNSWDCIMCUSTOMR | DCIM Custom Service ROW |  |  | 2286.9
Software Services » DATA CENTER SOFTWARE » Software Configuration
Software Services | WCONFIG-ISXE-50 | StruxureWare Data Center Expert Sequential Configuration Additional 50 Nodes |  |  | 4650.03
Software Services | WCONFIGNBQ-NB-20 | DC Management Software Configuration |  |  | 10564.2075
» DATA CENTER SOFTWARE » Software Configuration
» DATA CENTER SOFTWARE » Software Configuration
| WNSC010104 | Data Center Expert Alarm Threshold Configuration |  |  | 81.312
| WNSC010105 | Data Center Expert Alarm Action Configuration |  |  | 81.312
| WNSC010106 | Data Center Expert Alarm Profile Configuration |  |  | 241.395
| WNSC010107 | Data Center Expert Remote Management Configuration |  |  | 482.79
| WNSC010108 | Data Center Expert Network Management Configuration |  |  | 119.427
| WNSC010109 | Data Center Expert Building Management Configuration |  |  | 965.58
| WNSC010110 | Data Center Expert Surveillance Configuration |  |  | 81.312
| WNSC010111 | Data Center Device Identification |  |  | 8.1312
| WNSC010112 | Schneider Gateway Configuration Service |  |  | 722.9145
Software Services » DATA CENTER SOFTWARE » Software Configuration
Software Services | WNSC010113 | StruxureWare Data Center Server Access Configuration |  |  | 16.1989
» DATA CENTER SOFTWARE » Software Configuration
| WNSC0102 | IT Advisor Software Configuration |  |  | 0
| WNSC010201 | IT Advisor Floor Catalog Creation |  |  | 80.0415
| WNSC010202 | IT Advisor RackMount Catalog Creation |  |  | 120.6975
| WNSC010203 | IT Advisor Floor Layout Creation |  |  | 16.1989
| WNSC010204 | IT Advisor Floor Equipment Identification |  |  | 16.1989
| WNSC010205 | IT Advisor Rack PDU Assessment |  |  | 16.1989
| WNSC010206 | IT Advisor Power Dependency Configuration |  |  | 24.1395
| WNSC010207 | IT Advisor IT Device Assessment |  |  | 120.6975
| WNSC010208 | IT Advisor Device Assignment |  |  | 8.1312
| WNSC010215 | IT Advisor PUE DCIE Configuration |  |  | 1931.16
Software Services » DATA CENTER SOFTWARE » Software Configuration
» DATA CENTER SOFTWARE » Software Configuration
| WNSC010301 | IT Advisor Capacity Policy Configuration |  |  | 241.395
| WNSC010302 | IT Advisor Capacity Advanced Power Configuration |  |  | 81.312
Software Services » DATA CENTER SOFTWARE » Software Configuration
» DATA CENTER SOFTWARE » Software Configuration
| WNSWADCE2V1Y | StruxureWare Data Center Expert Periodic Maintenance Contract, 2 visits/year |  |  | 20067.5475
| WNSWADCE4V1Y | Data Center Expert Periodic Maintenance Contract, 4 visits/year |  |  | 40135.095
| WNSWADCO2V1Y | StruxureWare Data Center Operation Periodic Maintenance Contract, 2 visits/year |  |  | 20067.5475
| WNSWADCO4V1Y | StruxureWare Data Center Operation Periodic Maintenance Contract, 4 visits/year |  |  | 40135.095
Software Services » DATA CENTER SOFTWARE » Software Configuration
Software Services | WNSWDCORPT | StruxureWare Data Center Custom Reports |  |  | 15550.92
» DATA CENTER SOFTWARE » Software Education
| SWEL1000-DIGI | EcoStruxure IT eLearning 1000 |  |  | 2286.9
Software Services » DATA CENTER SOFTWARE » Software Education
» DATA CENTER SOFTWARE » Software Education
| WNSC010401 | Data Center Expert Post Configuration Review |  |  | 4345.11
| WNSC010402 | IT Advisor Capacity Post Configuration Review |  |  | 4345.11
| WNSC010403 | IT Advisor Post Configuration Review |  |  | 4345.11
| WNSC010404 | IT Advisor Change Post Configuration Review |  |  | 4345.11
| WNSC010405 | Netbotz Post Configuration Review |  |  | 4345.11
| WNSCCAPADM | Data Center Capacity Administrator Training |  |  | 8029.56
| WNSCISXCADM | Data Center Expert Administrator Training |  |  | 8029.56
| WNSCISXOADM | IT Advisor Administrator Training |  |  | 8029.56
Software Services » DATA CENTER SOFTWARE » Software Education
Software Services | WNSCRCAPADM | Remote IT Advisor Capacity Administration Training |  |  | 5399.625
Software Services | WNSCRISXEADM | Remote Data Center Expert Administrator Training |  |  | 5399.625
» DATA CENTER SOFTWARE » Software Education
| WNSCRISXOADM | Remote IT Advisor Administration Training |  |  | 5399.625
» DATA CENTER SOFTWARE » Software Installation
| CLSERVICE | Service for Cooling Optimize Installation and Preconfiguration |  |  | 5761.7175
| WCONFIG1NB-NB-10 | Netbotz Configuration Service in ISX Designer 1 |  |  | 8029.56
| WCONFIG2NB-NB-10 | Netbotz Configuration Service in ISX Designer 2 |  |  | 4650.03
| WNSC010101 | Data Center Management Software Configuration Base Service |  |  | 3379.53
| WNSC010102 | Data Center Expert Basic Administration |  |  | 1448.37
| WNSC010103 | Data Center Expert Advanced Administration |  |  | 965.58
| WNSC010209 | Data Center Mobile Installation |  |  | 241.395
| WNSC010210 | IT Advisor Labeling Service |  |  | 8.1312
| WNSC010212 | IT Advisor Installation |  |  | 964.3095
| WNSC010213 | IT Advisor Additional Module Installation |  |  | 964.3095
| WNSC0105 | Data Center Follow On Preparation Service |  |  | 1269.2295
Software Services » DATA CENTER SOFTWARE » Software Installation
Software Services | WNSC0112 | IT 5 Rack Management Solution |  |  | 10125.885
Software Services | WNSC0113 | IT 5 Rack Virtual Management Solution |  |  | 17132.6925
Software Services | WNSC5RACK | StruxureWare 5 Rack Installation Service |  |  | 10564.2075
» DATA CENTER SOFTWARE » Software Installation
| WNSWCLOP | EcoStruxure IT Advisor: Cooling Optimize Installation |  |  | 5761.7175
| WWRKSHP-CCM-12 | Data Center Management Start Up Workshop |  |  | 29570.8875
SE Power Partner Systems » DATA CENTER SOFTWARE » Software Integration
SE Power Partner Systems | SAOPT247G | 24x7 Service Agreement Adder |  |  | 6714.5925
» DATA CENTER SOFTWARE » Software Integration
| WCPS-CON1H | Management Systems and Software Consulting |  |  | 514.5525
| WNSC04 | IT Expert Remote Configuration |  |  | 5393.2725
| WNSC05 | IT Expert OnSite Configuration |  |  | 9033.255
| WNSC06 | DCE Base Remote Configuration |  |  | 7349.8425
| WNSC07 | DCE Base Onsite Configuration |  |  | 10989.825
| WNSC08 | ITA Base Remote Software Installation |  |  | 7349.8425
| WNSC09 | ITA Base Onsite Software Installation |  |  | 10989.825
| WNSC10 | Remote Daily-Rate Services |  |  | 5393.2725
| WNSC11 | OnSite Daily-Rate Services |  |  | 6301.68
| WNSC12 | Remote System Training |  |  | 6015.8175
| WNSC13 | OnSite System Training |  |  | 6975.045
| WNSC14 | EcoStruxure Optimization Services |  |  | 3525.6375
| WNSC15 | Netbotz OnSite Config |  |  | 10202.115
| WNSC16 | Netbotz Remote Config |  |  | 2756.985
Software Services » DATA CENTER SOFTWARE » Software Integration
Software Services | WNSWDCIMCUSTOM | DCIM Custom Service |  |  | 2286.9
» DATA CENTER SOFTWARE » Software Integration
| WNSWDCIMCUSTOMH | EcoStruxure Custom Services |  |  | 1143.45
| WNSWINTC | EcoStruxure IT Advisor |  |  | 4669.0875
| WNSWSERVICE | DCIM Custom Services |  |  | 2286.9
| WNSWSERVICEH | EcoStruxure Custom Services |  |  | 1143.45
Customer Specific Engineering - Software » DATA CENTER SOFTWARE » Software Integration
Customer Specific Engineering - Software | WNSWXBU-1U | EcoStruxure Data Center Custom Solution |  |  | 2178
» DATA CENTER SOFTWARE » Software Integration
| WSWENG-1D | EcoStruxure IT Advisor Custom Software Development Project |  |  | 108900
SE Power Partner Systems » DATA CENTER SOFTWARE » StruxureWare Power Monitoring Expert
SE Power Partner Systems | 9788ITBTSA0050 | PME System Service Agreement for 50 Devi |  |  | 27249.2
SE Power Partner Systems | 9788ITBTSA0200 | PME System Service Agreement for 150 200 |  |  | 29796.25
SE Power Partner Systems | 9788ITBTSA1000 | PME System Service Agreement for 1000 De |  |  | 50184.75
» DC Systems » DC Battery
| 0M-9286 | CIRCUIT BREAKER KIT, 100 AMP |  |  | 290.4
Replacement Batteries » DC Systems » DC Battery
Replacement Batteries | 0M-9295 | BATTERY TRAY KIT, 23 RACK |  |  | 429.55
» DC Systems » DC Components
| 0M-91082 | ASSY FUSE KIT |  |  | 3279.1
» DC Systems » DC Components
| 0W02050 | WIRE #6 BLK 21 LUG 2H 5/8 CTR/LUG 2H |  |  | 68.97
| 0W09050 | ASSY CABLE - ALARM OUTPUT |  |  | 78.65
| 0W09051 | ASSY CABLE - ALARM INPUT |  |  | 81.07
| 0W1265 | CABLE DC MX06 15FT |  |  | 44.77
| 0W9495 | DC POWER CABLE |  |  | 342.43
» DC Systems » DC Distribution Components
| 0M-2168 | APC GMT FUSE ASSY 1.25A |  |  | 7.381
| 0M-91070 | ASSY MX06-50-AFC |  |  | 1760.55
| 0M-DCD-06-007 | ASSY MY06 DIST CB4X20A RR TERM |  |  | 644.93
| 0M-SIG-06-002 | ASSY MY06 ALM+LED DSP FRN CONN |  |  | 377.52
| 0M-5407 | KIT BREAKER 60-100A #2 AWG |  |  | 59.29
| 0M-91131 | ASSY NO LOAD SHED-600 |  |  | 188.76
| 0M-3586 | ASSY BLANK PANEL 1U X 23.0 BLACK |  |  | 36.3
| 0M-3587 | ASSY BLANK PANEL 3U X 23.0 BLACK |  |  | 36.3
| 0M-6853 | KIT BATTERY CABLE MAGNUM VS |  |  | 54.45
| 0M-3460 | KIT WIRE BATT TRAY 1 & 2 |  |  | 56.87
| 0M-3461 | KIT WIRE BATTERY TRAY 3 & 4 |  |  | 56.87
» DC Systems » Magnum XS
» DC Systems » Smart-UPS Ultra
| SRTL180RM2UBP | APC Smart-UPS Ultra On-Line Lithium ion XBP 180V 2U Rack/Tower |  |  | 8668.275
| SRTL2K2RM1UC | APC Smart-UPS SRT, Lithium-Ion, 2200VA 120V with SmartConnect | 120, 125 | 120 | 6525.75
| SRTL2K2RM1UNC | APC Smart-UPS SRT, Lithium-Ion, 2200VA 120V, with SmartConnect, with Network Management Card | 125, 120 | 120 | 7698.075
| SRTL2K2RM1UWC | APC Smart-UPS Ultra, 2200VA 208+230V 1U, with Lithium-Ion Battery, with SmartConnect | 208 - 240 AC | 208 - 240 AC | 6525.75
| SRTL2K2RM1UWNC | APC Smart-UPS Ultra, 2200VA 208+230V 1U, with Lithium-Ion Battery, with Network Management Card Embedded | 208 - 240 AC | 208 - 240 AC | 7698.075
| SRTL3KRM1UC | APC Smart-UPS SRT, Lithium-Ion, 3000VA 120V with SmartConnect | 120, 125 | 120 | 8650.95
| SRTL3KRM1UNC | APC Smart-UPS SRT, Lithium-Ion, 3000VA 120V, with SmartConnect, with Network Management Card | 125, 120 | 120 | 10291.05
| SRTL3KRM1UWC | APC Smart-UPS Ultra, 3000VA 208+230V 1U, with Lithium-Ion Battery, with SmartConnect | 208 - 240 | 208 - 240 | 8650.95
| SRTL3KRM1UWNC | APC Smart-UPS Ultra, 3000VA 208+230V 1U, with Lithium-Ion Battery, with Network Management Card Embedded | 208 - 240 | 208 - 240 | 10291.05
| SRTL5KRM2UT | APC Smart-UPS Ultra On-Line Lithium ion, 5KVA/5KW, 2U Rack/Tower, 208V | 208 | 208 | 15679.125
| SRTL5KRM2UT-5KRMTF | APC Smart-UPS SRTL 5KVA RM 208V to 120V 2U Step-Down Transformer | 208 | 120 | 17122.875
| SRTL5KRM2UT-5KTF | APC Smart-UPS SRTL 5KVA Tower 208V to 120V 2U Step-Down Transformer | 208 | 120 | 20984.2133
| SRTL5KRMTF | APC Smart-UPS Ultra On Line SRTL 5kVA RM Isolation/Step-Down Transformer | 208 | 120 | 2326.9208
| SRTL5KTF | APC Smart-UPS Ultra On Line SRTL 5kVA Tower Isolation/Step-Down Transformer | 208 | 120 | 2690.2838
| SRYLBM | APC Smart-UPS Modular Ultra Lithium-ion Battery Module |  |  | 7504.8435
3 Phase Power Distribution » Data Centers and Server Rooms and Network Closets » InfraStruxure Type B
3 Phase Power Distribution | AP420 | APC FERRITE FOR 10BT CABLE QTY 10 |  |  | 75.4677
Symmetra (3Phase) » Data Centers and Server Rooms and Network Closets » InfraStruxure Type B
Symmetra (3Phase) | ISX20KF | 20 kW 208 V UPS BASE FRAME w/ SBP and PDU All in One | 208 3PH | 208 3PH, 208, 120 | 46258.905
Symmetra (3Phase) | SYCBTMON | Symmetra PX Battery Monitoring Card |  |  | 1017.4164
» Data Centers and Server Rooms and Network Closets » InfraStruxure Type B
| SYCDCI | SYMMETRA PX DISPLAY AND COMPUTER INTERFACE |  |  | 709.9554
| SYCXRCOM | Symmetra PX XR Communication Card |  |  | 800.7962
3 Phase Power Distribution » Data Centers and Server Rooms and Network Closets » InfraStruxure for Medium Data Centers
3 Phase Power Distribution | 0M-5366 | S/A TESTED BRKR 3P 30A PNL |  |  | 336.8096
» Data Centers and Server Rooms and Network Closets » Large Data Centers
| 0M-9735 | KIT SUBFEED MONITOR ISX 80A PDU |  |  | 244.5713
» Power Distribution » Cabinet Power Distribution
| 0G-PMMSTD4 | GA XFMR 400KVA MIS, NO MOB, DUAL VOLTAGE |  |  | 72339.85
| 0G-PMMSTD5 | GA XFMR 500KVA NO MIS, NO MOB, DUAL VOLT |  |  | 78555.62
| 0G-PMMXMR4AW | GA XFMR 400KVA 60HZ 480D/400Y-208Y AL WH |  |  | 77444.235
| 0G-PMMXMR4CW | GA XFMR 400KVA 60HZ 480D/208Y CU ASY WH |  |  | 85190.655
| 0G-PMMXMR5AW | XFMR 500KVA 60HZ 480D/400Y-208Y AL ASY |  |  | 84238.99
| 0G-PMMXMR5CW | GA XFMR CU 500KVA 60HZ 480D/415Y,208Y BK |  |  | 91918.86
3 Phase Power Distribution » Power Distribution » Cabinet Power Distribution
3 Phase Power Distribution | 0M-PMM100FF168 | 100 KVA 208V INPUT 208V OUTPUT 168 POLE |  |  | 9456.755
3 Phase Power Distribution | 0M-PMM100FF252 | 100 KVA 208V INPUT 208V OUTPUT 252 POLE |  |  | 10707.895
3 Phase Power Distribution | 0M-PMM100GF084 | 100 KVA 480V INPUT 208V OUTPUT 84 POLE |  |  | 18228.045
3 Phase Power Distribution | 0M-PMM125GF084 | 125 KVA 480V INPUT 208V OUTPUT 84 POLE |  |  | 20038.205
3 Phase Power Distribution | 0M-PMM125GF126 | 125 KVA 480V INPUT 208V OUTPUT 126 POLE |  |  | 14354.835
3 Phase Power Distribution | 0M-PMM150GF084 | 150 KVA 480V INPUT 208V OUTPUT 84 POLE |  |  | 21522.27
3 Phase Power Distribution | 0M-PMM150LF084 | 150 KVA 600V INPUT 208V OUTPUT 84 POLE |  |  | 12138.72
3 Phase Power Distribution | 0M-PMM150LF126 | 150 KVA 600V INPUT 208V OUTPUT 126 POLE |  |  | 9569.89
3 Phase Power Distribution | 0M-PMM200GF084 | 200 KVA 480V INPUT 208V OUTPUT 84 POLE |  |  | 12997.215
3 Phase Power Distribution | 0M-PMM30FF084 | 30 KVA 208V INPUT 208V OUTPUT 84 POLE |  |  | 12138.72
» Power Distribution » Cabinet Power Distribution
| 0M-PMM4VOLTS2 | PMM CONNECTION KIT FOR 208V 400KVA |  |  | 87.846
| 0M-PMM4VOLTS4 | PMM CONNECTION KIT FOR 400V 400KVA |  |  | 712.085
3 Phase Power Distribution » Power Distribution » Cabinet Power Distribution
3 Phase Power Distribution | 0M-PMM50FF168 | 50 KVA 208V INPUT 208V OUTPUT 168 POLE |  |  | 9403.515
3 Phase Power Distribution | 0M-PMM50GF084 | 50 KVA 480V INPUT 208V OUTPUT 84 POLE |  |  | 18221.39
3 Phase Power Distribution | 0M-PMM50GF168 | 50 KVA 480V INPUT 208V OUTPUT 168 POLE |  |  | 10082.325
» Power Distribution » Cabinet Power Distribution
| 0M-PMM5VOLTS2 | PMM CONNECTION KIT FOR 208V 500KVA |  |  | 87.846
| 0M-PMM5VOLTS4 | PMM CONNECTION KIT FOR 400V 500KVA |  |  | 706.761
3 Phase Power Distribution » Power Distribution » Cabinet Power Distribution
3 Phase Power Distribution | 0M-PMM75FF126 | 75 KVA 208V INPUT 208V OUTPUT 126 POLE |  |  | 9450.1
3 Phase Power Distribution | 0M-PMM75GF084 | 75 KVA 480V INPUT 208V OUTPUT 84 POLE |  |  | 18314.56
3 Phase Power Distribution | 0M-PMM75GF126 | 75 KVA 480V INPUT 208V OUTPUT 126 POLE |  |  | 9450.1
» Power Distribution » Cabinet Power Distribution
| 0M-PMMCB252 | J-FRAME LSI 250 AMPS 80% 25KA 240V |  |  | 1730.3
| 0M-PMMCB2521 | J-FRAME LSI 250 AMPS 100% 25KA 240V |  |  | 2362.525
| 0M-PMMCB256 | J-FRAME LSI 250 AMPS 80% 65KA 240V |  |  | 1816.815
| 0M-PMMCB2561 | J-FRAME LSI 250 AMPS 100% 65KA 240V |  |  | 2748.515
| 0M-PMMCB402 | L-FRAME LSI 400 AMPS 80% 25KA 240V |  |  | 2582.14
| 0M-PMMCB4021 | L-FRAME LSI 400 AMPS 100% 25KA 240V |  |  | 2615.415
| 0M-PMMCB406 | L-FRAME LSI 400 AMPS 80% 65KA 240V |  |  | 2615.415
| 0M-PMMCB4061 | L-FRAME LSI 400 AMPS 100% 65KA 240V |  |  | 2615.415
| 0M-PMMCB602 | L-FRAME LSI 600 AMPS 80% 25KA 240V |  |  | 2602.105
| 0M-PMMCB606 | L-FRAME LSI 600 AMPS 80% 65KA 240V |  |  | 2602.105
| 0M-PMMCBF15 | PDU PANEL 1.5 IN BLANK FILLER |  |  | 9.9825
| 0M-PMMCBF45 | PDU PANEL 4.5 IN BLANK FILLER |  |  | 11.8459
| 0M-PMMCONC | P-FRAME COMPRESSION LUGS |  |  | 1135.343
| 0M-PMMCONM8 | P-FRAME MECHANICAL LUGS 800A |  |  | 1187.252
| 0M-PMMEPO | PMM EPO BOTTON |  |  | 722.733
| 0M-PMMMIB-02 | P-FRAME 800A LSI 65KA CB ASY |  |  | 4558.675
| 0M-PMMMISW-02 | P-FRAME 800A 65KA SW ASY |  |  | 4465.505
| 0M-PMMMOB4-02 | R-FRAME LSI 400KVA 100KA AT 240V CB ASY |  |  | 16304.75
| 0M-PMMMOB5-02 | R-FRAME LSI 500KVA 100KA@240V CB ASY WH |  |  | 17349.585
| 0M-PMMMOBN4-02 | NO MAIN OUTPUT DEVICE 400 KVA WH |  |  | 6355.525
| 0M-PMMMOBN5-02 | NO MAIN OUTPUT DEVICE 500 KVA WH |  |  | 7473.565
| 0M-PMMMON4034-02 | EM3K OUT + EM4K 14CH 400KVA WH |  |  | 3919.795
| 0M-PMMMON4054-02 | PM5K OUT + EM4K 14CH 400KVA WH |  |  | 4518.745
| 0M-PMMMON4334-02 | EM3K IN + EM3KOUT + EM4K 14CH 400KVA WH |  |  | 5869.71
| 0M-PMMMON4354-02 | EM3K IN + PM5K OUT + EM4K 14CH 400KVA WH |  |  | 6462.005
| 0M-PMMMON4534-02 | PM5K IN + EM3K OUT + EM4K 14CH 400KVA WH |  |  | 6149.22
| 0M-PMMMON4554-02 | PM5K IN + PM5K OUT + EM4K 14CH 400KVA WH |  |  | 6701.585
| 0M-PMMMON5034-02 | EM3K OUT + EM4K 14CH 500KVA WH |  |  | 3926.45
| 0M-PMMMON5054-02 | PM5K OUT + EM4K 14CH 500KVA WH |  |  | 4325.75
| 0M-PMMMON5334-02 | EM3K IN + EM3KOUT + EM4K 14CH 500KVA WH |  |  | 5869.71
| 0M-PMMMON5354-02 | EM3K IN + PM5K OUT + EM4K 14CH 500KVA WH |  |  | 6275.665
| 0M-PMMMON5534-02 | PM5K IN + EM3K OUT + EM4K 14CH 500KVA WH |  |  | 6155.875
| 0M-PMMMON5554-02 | PM5K IN + PM5K OUT + EM4K 14H 500KVA WH |  |  | 6508.59
| 0M-PMMMREST | PMM MANUAL RESTART |  |  | 532.4
| 0M-PMMNEPO | PMM NO EPO BOTTON |  |  | 175.692
3 Phase Power Distribution » Power Distribution » Cabinet Power Distribution
3 Phase Power Distribution | 0M-PMMOPT002 | SQD PNLB A W/Q2H BCM |  |  | 4918.045
3 Phase Power Distribution | 0M-PMMOPT003 | SQD 4 OUTPUT CB PNLB A |  |  | 5716.645
3 Phase Power Distribution | 0M-PMMOPT004 | SQD 4 OUTPUT CB PNLB A 12CTS |  |  | 6588.45
3 Phase Power Distribution | 0M-PMMOPT006 | SQD PNLB B W/Q2H BCM |  |  | 5230.83
3 Phase Power Distribution | 0M-PMMOPT007 | SQD 4 OUTPUT CB PNLB B |  |  | 5783.195
3 Phase Power Distribution | 0M-PMMOPT008 | SQD 4 OUTPUT CB PNLB B 12CT |  |  | 6355.525
3 Phase Power Distribution | 0M-PMMOPT015 | METER VERIS OUT |  |  | 4272.51
3 Phase Power Distribution | 0M-PMMOPT016 | METER VERIS IN/OUT |  |  | 6082.67
3 Phase Power Distribution | 0M-PMMOPT019 | ISOL GND KIT PMN084 |  |  | 1583.89
3 Phase Power Distribution | 0M-PMMOPT021 | TVSS 100KA W/FUSE |  |  | 2116.29
3 Phase Power Distribution | 0M-PMMOPT067 | SQD PNLB E W/Q2H 3CT SUBMAIN |  |  | 3041.335
3 Phase Power Distribution | 0M-PMMOPT071 | SQD PNLB F W/Q2H 3CT SUBMAIN |  |  | 3054.645
3 Phase Power Distribution | 0M-PMMOPT073 | SQD 4 OUTPUT CB PNLB F |  |  | 5284.07
3 Phase Power Distribution | 0M-PMMOPT081 | SYS 84 TOP ENTRY 125-300KVA |  |  | 3433.98
3 Phase Power Distribution | 0M-PMMOPT086 | SYS 210 FRONT / TOP 125-300KVA |  |  | 11626.285
3 Phase Power Distribution | 0M-PMMOPT095 | SQD PNLB A W/Q2H |  |  | 3414.015
3 Phase Power Distribution | 0M-PMMOPT096 | SQD PNLB A W/Q2H BCM 3CT SUBM |  |  | 5477.065
3 Phase Power Distribution | 0M-PMMOPT098 | SQD PNLB B W/Q2H |  |  | 3061.3
3 Phase Power Distribution | 0M-PMMOPT099 | SQD PNLB B W/Q2H BCM 3CT SUBM |  |  | 5443.79
3 Phase Power Distribution | 0M-PMMOPT109 | SQD PNLB C W/Q2H BCM 3CT S 15" |  |  | 5031.18
3 Phase Power Distribution | 0M-PMMOPT117 | SQD PNLB D W/SQL |  |  | 2162.875
3 Phase Power Distribution | 0M-PMMOPT134 | METER CM4000 |  |  | 13363.24
3 Phase Power Distribution | 0M-PMMOPT153 | METR CM4000 W/ETHRNTCARD 75KVA |  |  | 15798.97
3 Phase Power Distribution | 0M-PMMOPT155 | METER VERIS IN/OUT 75KVA |  |  | 5949.57
3 Phase Power Distribution | 0M-PMMOPT163 | METER VERIS IN/OUT 100/125 KVA |  |  | 6169.185
3 Phase Power Distribution | 0M-PMMOPT172 | METER CM4000 150 KVA |  |  | 13376.55
3 Phase Power Distribution | 0M-PMMOPT183 | DOOR WITH LOCK |  |  | 238.249
3 Phase Power Distribution | 0M-PMMOPT231 | SQD INPUT CB FCL 80A KIT |  |  | 1130.019
3 Phase Power Distribution | 0M-PMMOPT234 | SQD INPUT CB KCL 110A KIT |  |  | 1292.401
3 Phase Power Distribution | 0M-PMMOPT240 | SQD INPUT CB KCL 175A KIT |  |  | 1710.335
3 Phase Power Distribution | 0M-PMMOPT257 | XFMR ALUMINUM K20 30KVA 208V |  |  | 3460.6
3 Phase Power Distribution | 0M-PMMOPT260 | SYS 84 BOTTOM ENTRY 30-100KVA |  |  | 6056.05
3 Phase Power Distribution | 0M-PMMOPT273 | XFMR COPPER K20 50KVA 480V |  |  | 13383.205
3 Phase Power Distribution | 0M-PMMOPT289 | XFMR CU K20 75KVA 480V |  |  | 16171.65
3 Phase Power Distribution | 0M-PMMOPT301 | XFMR COPPER K20 100KVA 480V |  |  | 20237.855
3 Phase Power Distribution | 0M-PMMOPT305 | SYS 84 BOTTOM ENTRY 125-300KVA |  |  | 3520.495
3 Phase Power Distribution | 0M-PMMOPT306 | SYS 126 FRONT / BOT 125-300KVA |  |  | 9975.845
3 Phase Power Distribution | 0M-PMMOPT317 | XFMR COPPER K20 125KVA 480V |  |  | 20417.54
3 Phase Power Distribution | 0M-PMMOPT329 | XFMR COPPER K20 150KVA 480V |  |  | 28250.475
3 Phase Power Distribution | 0M-PMMOPT336 | XFMR COPPER K20 200KVA 480V |  |  | 38678.86
3 Phase Power Distribution | 0M-PMMOPT340 | XFMR COPPER K20 225KVA 480V |  |  | 39184.64
3 Phase Power Distribution | 0M-PMMOPT348 | XFMR COPPER K20 300KVA 480V |  |  | 48761.185
» Power Distribution » Cabinet Power Distribution
| 0M-PMMSTD4 | XFMR 400KVA, MIS, NO MOB, DUAL VOLTAGE |  |  | 136653.77
| 0M-PMMTCB252 | J-FRAME LSI 250 AMPS 80% 25KA 240V TST |  |  | 2109.635
| 0M-PMMTCB2521 | J-FRAME LSI 250 AMPS 100% 25KA 240V TST |  |  | 2748.515
| 0M-PMMTCB256 | J-FRAME LSI 250 AMPS 80% 65KA 240V TST |  |  | 2196.15
| 0M-PMMTCB2561 | J-FRAME LSI 250 AMPS 100% 65KA 240V TST |  |  | 3141.16
| 0M-PMMTCB402 | L-FRAME LSI 400 AMPS 80% 25KA 240V TST |  |  | 2968.13
| 0M-PMMTCB4021 | L-FRAME LSI 400 AMPS 100% 25KA 240V TST |  |  | 3001.405
| 0M-PMMTCB406 | L-FRAME LSI 400 AMPS 80% 65KA 240V TST |  |  | 3001.405
| 0M-PMMTCB4061 | L-FRAME LSI 400 AMPS 100% 65KA 240V TST |  |  | 3001.405
| 0M-PMMTCB602 | L-FRAME LSI 600 AMPS 80% 25KA 240V TST |  |  | 2988.095
| 0M-PMMTCB606 | L-FRAME LSI 600 AMPS 80% 65KA 240V TST |  |  | 2988.095
| 0M-PMMXFLRSTD126/12 | FLOOR STAND SYS126 12IN HIGH |  |  | 4146.065
| 0M-PMMXFLRSTD126/18 | FLOOR STAND SYS126 18IN HIGH |  |  | 4146.065
| 0M-PMMXFLRSTD168/12 | FLOOR STAND SY168 12IN HIGH |  |  | 4146.065
| 0M-PMMXFLRSTD168/18 | FLOOR STAND SY168 18IN HIGH |  |  | 4146.065
| 0M-PMMXFLRSTD210/12 | FLOOR STAND SY210 12IN HIGH |  |  | 5863.055
| 0M-PMMXFLRSTD210/18 | FLOOR STAND SY210 18IN HIGH |  |  | 5863.055
3 Phase Power Distribution » Power Distribution » Cabinet Power Distribution
3 Phase Power Distribution | 0M-PMMXSEISBRK084 | SEISMIC BRACING SYS 084 |  |  | 376.673
3 Phase Power Distribution | 0M-PMRFF168B | 208V INPUT/OUTPUT 168 POLE B-B |  |  | 16437.85
3 Phase Power Distribution | 0M-PMRFF168B4 | 208V INPUT/OUTPUT 168 POLE B-B 4SOURCE |  |  | 19492.495
3 Phase Power Distribution | 0M-PMRFF168S4 | 208V INPUT/OUTPUT 168 POLE S-S 4SOURCE |  |  | 19978.31
3 Phase Power Distribution | 0M-PMROPTS074 | SQD PNLB C W/KA BCM |  |  | 5789.85
3 Phase Power Distribution | 0M-PMROPTS085 | SQD PNLB D W/KA BCM |  |  | 5769.885
» Power Distribution » Cabinet Power Distribution
| 0M-PMROPTS100 | REMOTE NO METER FOR PMM |  |  | 105.149
3 Phase Power Distribution » Power Distribution » Cabinet Power Distribution
3 Phase Power Distribution | 0M-PMROPTSS002 | SQD PNLB A W/Q2H BCM 3CT SUBMAIN SSOURCE |  |  | 5077.765
3 Phase Power Distribution | 0M-PMROPTSS004 | SQD PNLB B W/Q2H BCM 3CT SUBMAIN SSOURCE |  |  | 4991.25
3 Phase Power Distribution | 0M-PMROPTSS005 | SQD PNLB C W/Q2H BCM SSOURCE |  |  | 4804.91
3 Phase Power Distribution | 0M-PMROPTSS007 | SQD PNLB D W/Q2H BCM SSOURCE |  |  | 4791.6
3 Phase Power Distribution | 0M-PMROPTSS009 | REMOTE PMM 084S W/ 2 MTR |  |  | 12178.65
» Power Distribution » Cabinet Power Distribution
| 0M-PMRXFLRSTD168/18 | FLOOR STAND SY168 18IN HIGH |  |  | 3660.25
3 Phase Power Distribution » Power Distribution » Cabinet Power Distribution
3 Phase Power Distribution | 0M-PMRXJBOX | INPUT JBOX AND CABLE 5HW 310A |  |  | 5503.685
3 Phase Power Distribution | 0M-PMRXJBOXASSY | ASSY JBOX BASIC 36X18X8 PMR |  |  | 2116.29
» Power Distribution » Cabinet Power Distribution
| 0M-RPPMMCH21C | MECHANICAL LUG 250A COPPER INPUT (1CB) |  |  | 207.636
| 0M-SPD208V | 208Y/120V, 3-PH SPD 240KA |  |  | 2009.81
| 0M-SPD400V | 480Y/277V, 3-PH SPD 240KA |  |  | 2542.21
| 530-9969 | CB JDTC LINE COVER TERMINATION |  |  | 222.277
| 530-9970 | CB LGJTC LINE COVER TERMINATION |  |  | 318.109
3 Phase Power Distribution » Power Distribution » Configurable Power Accessories
3 Phase Power Distribution | 0G-ISX-150-UM-EN | APC ISX 150 KW PDU USER MANUAL |  |  | 166.1
3 Phase Power Distribution | 0G-ISX-B-UM-80 | GEN ISX 80K TYPE B USERS MANUAL |  |  | 206.8
3 Phase Power Distribution | 0G-ISX-B-UM-80-INT | GEN ISX 80K TYPE B USERS MANUAL INTL |  |  | 222.2
3 Phase Power Distribution | 0G-PD60F6FK1 | TYPE C PDU INCL. 208V ISOLATION TRANSFORMER |  |  | 25492.5
» Power Distribution » Configurable Power Accessories
| 0G-PDPB150G6F | ASSY 84P PDU GENERIC UNIT |  |  | 44605
3 Phase Power Distribution » Power Distribution » Configurable Power Accessories
3 Phase Power Distribution | 0G-PSX-B-UM-EN | InfraStruXure Type B User Manual |  |  | 143
» Power Distribution » Configurable Power Accessories
| 0G-PSX-B-UM-INTL-EN | INFRASTRUXURE TYPE B USER MANUAL |  |  | 243.1
3 Phase Power Distribution » Power Distribution » Configurable Power Accessories
3 Phase Power Distribution | 0G-PSX-C-UM-EN | INFRASTRUXURE TYPE C DISTRIBUTION USER MANUAL |  |  | 167.2
» Power Distribution » Configurable Power Accessories
| 0L1108 | MANUAL 80KW- HARDCOPY TYPE B PSX |  |  | 163.9
3 Phase Power Distribution » Power Distribution » Configurable Power Accessories
3 Phase Power Distribution | 0M-0182-005 | CORDSET #12 5WIRE W/L21-20 5 FOOT |  |  | 149.6
3 Phase Power Distribution | 0M-0182-007 | CORDSET #12 5WIRE W/L21-20 7FOOT |  |  | 154
3 Phase Power Distribution | 0M-0182-009 | CORDSET #12 5WIRE W/L21-20 9FOOT |  |  | 159.5
3 Phase Power Distribution | 0M-0182-011 | CORDSET #12 5WIRE W/L21-20 11FOOT |  |  | 166.1
3 Phase Power Distribution | 0M-0182-013 | CORDSET #12 5WIRE W/L21-20 13FOOT |  |  | 171.6
3 Phase Power Distribution | 0M-0182-015 | CORDSET #12 5WIRE W/L21-20 15FOOT |  |  | 176
3 Phase Power Distribution | 0M-0182-017 | CORDSET #12 5WIRE W/L21-20 17FOOT |  |  | 181.5
3 Phase Power Distribution | 0M-0182-019 | CORDSET #12 5WIRE W/L21-20 19FOOT |  |  | 185.9
3 Phase Power Distribution | 0M-0182-021 | CORDSET #12 5WIRE W/L21-20 21FOOT |  |  | 193.6
3 Phase Power Distribution | 0M-0182-023 | CORDSET #12 5WIRE W/L21-20 23FOOT |  |  | 199.1
3 Phase Power Distribution | 0M-0182-025 | CORDSET #12 5WIRE W/L21-20 25FOOT |  |  | 203.5
3 Phase Power Distribution | 0M-0182-027 | CORDSET #12 5WIRE W/L21-20 27FOOT |  |  | 209
3 Phase Power Distribution | 0M-0182-029 | CORDSET #12 5WIRE W/L21-20 29FOOT |  |  | 215.6
3 Phase Power Distribution | 0M-0182-031 | CORDSET #12 5WIRE W/L21-20 31FOOT |  |  | 221.1
3 Phase Power Distribution | 0M-0182-033 | CORDSET #12 5WIRE W/L21-20 33FOOT |  |  | 225.5
3 Phase Power Distribution | 0M-0182-035 | CORDSET #12 5WIRE W/L21-20 35FOOT |  |  | 233.2
3 Phase Power Distribution | 0M-0182-037 | CORDSET #12 5WIRE W/L21-20 37FOOT |  |  | 238.7
3 Phase Power Distribution | 0M-0182-039 | CORDSET #12 5WIRE W/L21-20 39FOOT |  |  | 243.1
3 Phase Power Distribution | 0M-0182-041 | CORDSET #12 5WIRE W/L21-20 41FOOT |  |  | 250.8
3 Phase Power Distribution | 0M-0182-043 | CORDSET #12 5WIRE W/L21-20 43FOOT |  |  | 255.2
3 Phase Power Distribution | 0M-0182-045 | CORDSET #12 5WIRE W/L21-20 45FOOT |  |  | 260.7
3 Phase Power Distribution | 0M-0182-047 | CORDSET #12 5WIRE W/L21-20 47FOOT |  |  | 265.1
3 Phase Power Distribution | 0M-0182-049 | CORDSET #12 5WIRE W/L21-20 49FOOT |  |  | 272.8
3 Phase Power Distribution | 0M-0182-051 | CORDSET #12 5WIRE W/L21-20 51FOOT |  |  | 278.3
3 Phase Power Distribution | 0M-0182-053 | CORDSET #12 5WIRE W/L21-20 53FOOT |  |  | 282.7
3 Phase Power Distribution | 0M-0182-055 | CORDSET #12 5WIRE W/L21-20 55FOOT |  |  | 288.2
3 Phase Power Distribution | 0M-0182-059 | CORDSET #12 5WIRE W/L21-20 59FOOT |  |  | 298.1
» Power Distribution » Configurable Power Accessories
| 0M-0182-061 | CORDSET #12 5WIRE W/L21-20 61FOOT |  |  | 228.8
| 0M-0182-063 | CORDSET #12 5WIRE W/L21-20 63FOOT |  |  | 235.4
3 Phase Power Distribution » Power Distribution » Configurable Power Accessories
3 Phase Power Distribution | 0M-0211-061 | CORDSET #10 5WIRE W/L21-20 61 FOOT |  |  | 451
3 Phase Power Distribution | 0M-0211-063 | CORDSET #10 5WIRE W/L21-20 63 FOOT |  |  | 458.7
3 Phase Power Distribution | 0M-0211-065 | CORDSET #10 5WIRE W/L21-20 65 FOOT |  |  | 468.6
3 Phase Power Distribution | 0M-0211-067 | CORDSET #10 5WIRE W/L21-20 67FOOT |  |  | 478.5
3 Phase Power Distribution | 0M-0211-069 | CORDSET #10 5WIRE W/L21-20 69FOOT |  |  | 490.6
3 Phase Power Distribution | 0M-0211-071 | CORDSET #10 5WIRE W/L21-20 71FOOT |  |  | 500.5
3 Phase Power Distribution | 0M-0211-073 | CORDSET #10 5WIRE W/L21-20 73FOOT |  |  | 510.4
3 Phase Power Distribution | 0M-0211-075 | CORDSET #10 5WIRE W/L21-20 75FOOT |  |  | 520.3
3 Phase Power Distribution | 0M-0217 | BRANCH CURRENT MONITORING 21 POLE |  |  | 2552
3 Phase Power Distribution | 0M-0218 | S/A BLANK PNL 1P CKTBRK NAM PSX-PDU |  |  | 58.3
» Power Distribution » Configurable Power Accessories
| 0M-0219 | ASSY CKT BRKR TESTED 20A 2POLE |  |  | 90.2
| 0M-1292 | KIT PSX-PDU BLACK EXTERIOR |  |  | 1199
3 Phase Power Distribution » Power Distribution » Configurable Power Accessories
3 Phase Power Distribution | 0M-1295 | BLANKING PANEL 1 POLE 230V PSX-PDU |  |  | 16.5
3 Phase Power Distribution | 0M-1699 | KIT PSX-PDU TYPE C BLACK EXTERIOR |  |  | 1969
3 Phase Power Distribution | 0M-1705 | S/A TESTED BRK 1P 32A ABB SMISS |  |  | 162.8
3 Phase Power Distribution | 0M-1707 | S/A ELCB 2P 32A OVERCURRENT 30MA LEAK |  |  | 260.7
3 Phase Power Distribution | 0M-2299 | S/A CKT BRKR 2P 30A 10K UL |  |  | 130.9
3 Phase Power Distribution | 0M-2322-005 | CORDSET 4.0MM 3W W/32A IEC309R 5FOOT |  |  | 116.6
3 Phase Power Distribution | 0M-2322-007 | CORDSET 4.0MM 3W W/32A IEC309R 7FT |  |  | 126.5
3 Phase Power Distribution | 0M-2322-009 | CORDSET 4.0MM 3W W/32A IEC309R 9 FT |  |  | 134.2
3 Phase Power Distribution | 0M-2322-011 | CORDSET 4.0MM 3W W/32A IEC309R 11FT |  |  | 144.1
3 Phase Power Distribution | 0M-2322-013 | CORDSET 4.0MM 3W W/32A IEC309R 13 FT |  |  | 154
3 Phase Power Distribution | 0M-2322-019 | CORDSET 4.0MM 3W W/32A IEC309R 19FT |  |  | 179.3
3 Phase Power Distribution | 0M-2322-021 | CORDSET 4.0MM 3W W/32A IEC309R 21 FT |  |  | 183.7
3 Phase Power Distribution | 0M-2322-023 | CORDSET 4.0MM 3W W/32A IEC309R 23FT |  |  | 190.3
3 Phase Power Distribution | 0M-2322-025 | CORDSET 4.0MM 3W W/32A IEC309R 25 FT |  |  | 203.5
3 Phase Power Distribution | 0M-2322-027 | CORDSET 4.0MM 3W W/32A IEC309R 27FT |  |  | 213.4
3 Phase Power Distribution | 0M-2322-029 | CORDSET 4.0MM 3W W/32A IEC309R 29 FT |  |  | 223.3
3 Phase Power Distribution | 0M-2322-031 | CORDSET 4.0MM 3W W/32A IEC309R 31FT |  |  | 233.2
3 Phase Power Distribution | 0M-2322-033 | CORDSET 4.0MM 3W W/32A IEC309R 33 FT |  |  | 236.5
3 Phase Power Distribution | 0M-2322-035 | CORDSET 4.0MM 3W W/32A IEC309R 35FT |  |  | 248.6
3 Phase Power Distribution | 0M-2322-043 | CORDSET 4.0MM 3W W/32A IEC309R 43FT |  |  | 275
3 Phase Power Distribution | 0M-2322-051 | CORDSET 4.0MM 3W W/32A IEC309R 51FT |  |  | 347.6
3 Phase Power Distribution | 0M-2322-055 | CORDSET 4.0MM 3W W/32A IEC309R 55FT |  |  | 381.7
3 Phase Power Distribution | 0M-2322-061 | CORDSET 4.0MM 3W W/32A IEC309R 61FT |  |  | 433.4
3 Phase Power Distribution | 0M-2323-011 | CORDSET #10 3 WIRE W/L6-30R 11 FOOT |  |  | 159.5
3 Phase Power Distribution | 0M-2349 | KIT LABEL PSX SYSTEM & RACK ID |  |  | 151.8
3 Phase Power Distribution | 0M-2600 | LOAD TEST PORT 80KW PSX-PDU 120V |  |  | 1914
3 Phase Power Distribution | 0M-2601 | KIT 80KW PSX-PDU BLACK EXTERIOR |  |  | 4141.5
3 Phase Power Distribution | 0M-2609 | UNDER FLOOR INPUT SINGLE FEED 80KW PSX-PDU |  |  | 750.2
3 Phase Power Distribution | 0M-2615-001 | S/A CORDSET 80A SUBFEED 1 PSX-RDP13 OH IEC309 |  |  | 2590.5
3 Phase Power Distribution | 0M-2615-002 | S/A CORDSET 80A SUBFEED 2 PSX-RDP13 OH IEC309 |  |  | 2722.5
3 Phase Power Distribution | 0M-2979 | ASSY RDP RACK 42U 1000MM SIDE PANEL BLK |  |  | 327.8
3 Phase Power Distribution | 0M-3037 | S/A PACKAGING RDP RACK TROUGH |  |  | 1430
OEM and Special Products » Power Distribution » Configurable Power Accessories
OEM and Special Products | 0M-3080 | KIT BATTERY CABLE - MX28B/SPLIT BUS |  |  | 244.2
3 Phase Power Distribution » Power Distribution » Configurable Power Accessories
3 Phase Power Distribution | 0M-3088 | S/A UNDER FLR FEED 480/600V SINGLE FEED PDU |  |  | 733.7
3 Phase Power Distribution | 0M-3147 | KIT BAT BLANK PANEL BLK SY3PH |  |  | 33
3 Phase Power Distribution | 0M-3148 | KIT PM BLANK PANEL BLK SY3PH |  |  | 50.6
» Power Distribution » Configurable Power Accessories
| 0M-3152 | DUAL FEED OPTION FOR TYPE B 80KW XLESS |  |  | 3492.5
3 Phase Power Distribution » Power Distribution » Configurable Power Accessories
3 Phase Power Distribution | 0M-4201 | LOAD TEST PORT |  |  | 1080.2
3 Phase Power Distribution | 0M-4264 | 3-POLE, 20A BOLT-ON SQUARE D BREAKER |  |  | 172.7
3 Phase Power Distribution | 0M-4265 | 1-POLE, 20A BOLT-ON SQUARE D BREAKER |  |  | 78.1
3 Phase Power Distribution | 0M-4713 | S/A TESTED BRKR 3P 32A 230V ABB SMISS |  |  | 281.6
3 Phase Power Distribution | 0M-4766 | KIT LOWER TERMINAL BLOCK OPTION |  |  | 783.2
3 Phase Power Distribution | 0M-4768-035 | CORDSET 4MM 5W IEC309 32A 35FT |  |  | 367.4
3 Phase Power Distribution | 0M-4768-045 | CORDSET 4MM 5W IEC309 32A 45FT |  |  | 419.1
3 Phase Power Distribution | 0M-4768-047 | CORDSET 4MM 5W IEC309 32A 47FT |  |  | 429
3 Phase Power Distribution | 0M-4768-049 | CORDSET 4MM 5W IEC309 32A 49FT |  |  | 438.9
3 Phase Power Distribution | 0M-4768-051 | CORDSET 4MM 5W IEC309 32A 51FT |  |  | 448.8
3 Phase Power Distribution | 0M-4768-059 | CORDSET 4MM 5W IEC309 32A 59FT |  |  | 490.6
3 Phase Power Distribution | 0M-5011 | ASSY ISX-20KF FINAL ITEMS |  |  | 1655.5
3 Phase Power Distribution | 0M-5245 | ASSY TESTED CKT BRKR 3P 150A 120/240V PNL |  |  | 861.3
3 Phase Power Distribution | 0M-5350-005 | TC 5WIRE W/L21-20 5 FOOT |  |  | 260.7
3 Phase Power Distribution | 0M-5350-007 | TC 5WIRE W/L21-20 7FOOT |  |  | 275
3 Phase Power Distribution | 0M-5350-009 | TC 5WIRE W/L21-20 9FOOT |  |  | 287.1
3 Phase Power Distribution | 0M-5350-011 | TC 5WIRE W/L21-20 11FOOT |  |  | 298.1
3 Phase Power Distribution | 0M-5350-013 | TC 5WIRE W/L21-20 13FOOT |  |  | 309.1
3 Phase Power Distribution | 0M-5350-015 | TC 5WIRE W/L21-20 15FOOT |  |  | 320.1
3 Phase Power Distribution | 0M-5350-017 | TC 5WIRE W/L21-20 17FOOT |  |  | 332.2
3 Phase Power Distribution | 0M-5350-019 | TC 5WIRE W/L21-20 19FOOT |  |  | 342.1
3 Phase Power Distribution | 0M-5350-021 | TC 5WIRE W/L21-20 21FOOT |  |  | 353.1
3 Phase Power Distribution | 0M-5350-023 | TC 5WIRE W/L21-20 23FOOT |  |  | 361.9
3 Phase Power Distribution | 0M-5350-025 | TC 5WIRE W/L21-20 25FOOT |  |  | 331.1
3 Phase Power Distribution | 0M-5350-027 | TC 5WIRE W/L21-20 27FOOT |  |  | 358.6
3 Phase Power Distribution | 0M-5350-029 | TC 5WIRE W/L21-20 29FOOT |  |  | 355.3
3 Phase Power Distribution | 0M-5350-031 | TC 5WIRE W/L21-20 31FOOT |  |  | 382.8
3 Phase Power Distribution | 0M-5350-033 | TC 5WIRE W/L21-20 33FOOT |  |  | 336.6
3 Phase Power Distribution | 0M-5350-035 | TC 5WIRE W/L21-20 35FOOT |  |  | 390.5
3 Phase Power Distribution | 0M-5350-037 | TC 5WIRE W/L21-20 37FOOT |  |  | 300.3
3 Phase Power Distribution | 0M-5350-039 | TC 5WIRE W/L21-20 39FOOT |  |  | 308
3 Phase Power Distribution | 0M-5350-041 | TC 5WIRE W/L21-20 41FOOT |  |  | 396
3 Phase Power Distribution | 0M-5350-043 | TC 5WIRE W/L21-20 43FOOT |  |  | 322.3
3 Phase Power Distribution | 0M-5350-045 | TC 5WIRE W/L21-20 45FOOT |  |  | 330
3 Phase Power Distribution | 0M-5350-047 | TC 5WIRE W/L21-20 47FOOT |  |  | 343.2
3 Phase Power Distribution | 0M-5350-049 | TC 5WIRE W/L21-20 49FOOT |  |  | 344.3
3 Phase Power Distribution | 0M-5350-051 | TC 5WIRE W/L21-20 51FOOT |  |  | 354.2
3 Phase Power Distribution | 0M-5350-053 | TC 5WIRE W/L21-20 53FOOT |  |  | 361.9
3 Phase Power Distribution | 0M-5350-055 | TC 5WIRE W/L21-20 55FOOT |  |  | 369.6
3 Phase Power Distribution | 0M-5350-057 | TC 5WIRE W/L21-20 57FOOT |  |  | 377.3
3 Phase Power Distribution | 0M-5350-059 | TC 5WIRE W/L21-20 59FOOT |  |  | 387.2
3 Phase Power Distribution | 0M-5350-061 | TC 5WIRE W/L21-20 61FOOT |  |  | 589.6
3 Phase Power Distribution | 0M-5350-063 | TC 5WIRE W/L21-20 63FOOT |  |  | 599.5
3 Phase Power Distribution | 0M-5350-065 | TC 5WIRE W/L21-20 65FOOT |  |  | 614.9
3 Phase Power Distribution | 0M-5350-067 | TC 5WIRE W/L21-20 67FOOT |  |  | 595.1
3 Phase Power Distribution | 0M-5350-069 | TC 5WIRE W/L21-20 69FOOT |  |  | 607.2
3 Phase Power Distribution | 0M-5350-071 | TC 5WIRE W/L21-20 71FOOT |  |  | 619.3
3 Phase Power Distribution | 0M-5350-073 | TC 5WIRE W/L21-20 73FOOT |  |  | 634.7
3 Phase Power Distribution | 0M-5350-075 | TC 5WIRE W/L21-20 75FOOT |  |  | 684.2
3 Phase Power Distribution | 0M-5351-061 | TC 5WIRE W/L21-30 61 FOOT |  |  | 661.1
3 Phase Power Distribution | 0M-5352-005 | TC 4WIRE W/L15-30 5 FOOT |  |  | 156.2
3 Phase Power Distribution | 0M-5352-007 | TC 4WIRE W/L15-30 7 FOOT |  |  | 163.9
3 Phase Power Distribution | 0M-5352-009 | TC 4WIRE W/L15-30 9 FOOT |  |  | 171.6
3 Phase Power Distribution | 0M-5352-011 | TC 4WIRE W/L15-30 11 FOOT |  |  | 181.5
3 Phase Power Distribution | 0M-5352-013 | TC 4WIRE W/L15-30 13 FOOT |  |  | 189.2
3 Phase Power Distribution | 0M-5352-015 | TC 4WIRE W/L15-30 15 FOOT |  |  | 195.8
3 Phase Power Distribution | 0M-5352-017 | TC 4WIRE W/L15-30 17 FOOT |  |  | 203.5
3 Phase Power Distribution | 0M-5352-019 | TC 4WIRE W/L15-30 19 FOOT |  |  | 211.2
3 Phase Power Distribution | 0M-5352-021 | TC 4WIRE W/L15-30 21 FOOT |  |  | 218.9
3 Phase Power Distribution | 0M-5352-023 | TC 4WIRE W/L15-30 23 FOOT |  |  | 225.5
3 Phase Power Distribution | 0M-5352-025 | TC 4WIRE W/L15-30 25 FOOT |  |  | 233.2
3 Phase Power Distribution | 0M-5352-027 | TC 4WIRE W/L15-30 27 FOOT |  |  | 240.9
3 Phase Power Distribution | 0M-5352-029 | TC 4WIRE W/L15-30 29 FOOT |  |  | 248.6
3 Phase Power Distribution | 0M-5352-031 | TC 4WIRE W/L15-30 31 FOOT |  |  | 258.5
3 Phase Power Distribution | 0M-5352-033 | TC 4WIRE W/L15-30 33 FOOT |  |  | 268.4
3 Phase Power Distribution | 0M-5352-037 | TC 4WIRE W/L15-30 37 FOOT |  |  | 265.1
3 Phase Power Distribution | 0M-5352-039 | TC 4WIRE W/L15-30 39 FOOT |  |  | 272.8
3 Phase Power Distribution | 0M-5352-041 | TC 4WIRE W/L15-30 41 FOOT |  |  | 298.1
3 Phase Power Distribution | 0M-5352-043 | TC 4WIRE W/L15-30 43 FOOT |  |  | 288.2
3 Phase Power Distribution | 0M-5352-045 | TC 4WIRE W/L15-30 45 FOOT |  |  | 298.1
3 Phase Power Distribution | 0M-5352-049 | TC 4WIRE W/L15-30 49 FOOT |  |  | 312.4
3 Phase Power Distribution | 0M-5352-051 | TC 4WIRE W/L15-30 51 FOOT |  |  | 320.1
3 Phase Power Distribution | 0M-5353-005 | TC 4WIRE W/L14-30 5 FOOT |  |  | 678.7
3 Phase Power Distribution | 0M-5353-007 | TC 4WIRE W/L14-30 7 FOOT |  |  | 666.6
3 Phase Power Distribution | 0M-5353-009 | TC 4WIRE W/L14-30 9 FOOT |  |  | 666.6
3 Phase Power Distribution | 0M-5353-011 | TC 4WIRE W/L14-30 11 FOOT |  |  | 253
3 Phase Power Distribution | 0M-5353-013 | TC 4WIRE W/L14-30 13 FOOT |  |  | 248.6
3 Phase Power Distribution | 0M-5353-015 | TC 4WIRE W/L14-30 15 FOOT |  |  | 272.8
3 Phase Power Distribution | 0M-5353-017 | TC 4WIRE W/L14-30 17 FOOT |  |  | 262.9
3 Phase Power Distribution | 0M-5353-019 | TC 4WIRE W/L14-30 19 FOOT |  |  | 270.6
3 Phase Power Distribution | 0M-5353-021 | TC 4WIRE W/L14-30 21 FOOT |  |  | 278.3
3 Phase Power Distribution | 0M-5353-023 | TC 4WIRE W/L14-30 23 FOOT |  |  | 284.9
3 Phase Power Distribution | 0M-5353-025 | TC 4WIRE W/L14-30 25 FOOT |  |  | 292.6
3 Phase Power Distribution | 0M-5353-027 | TC 4WIRE W/L14-30 27 FOOT |  |  | 300.3
3 Phase Power Distribution | 0M-5353-029 | TC 4WIRE W/L14-30 29 FOOT |  |  | 308
3 Phase Power Distribution | 0M-5353-031 | TC 4WIRE W/L14-30 31 FOOT |  |  | 314.6
3 Phase Power Distribution | 0M-5353-033 | TC 4WIRE W/L14-30 33 FOOT |  |  | 339.9
3 Phase Power Distribution | 0M-5353-035 | TC 4WIRE W/L14-30 35 FOOT |  |  | 330
3 Phase Power Distribution | 0M-5353-039 | TC 4WIRE W/L14-30 39 FOOT |  |  | 344.3
3 Phase Power Distribution | 0M-5353-045 | TC 4WIRE W/L14-30 45 FOOT |  |  | 367.4
3 Phase Power Distribution | 0M-5353-047 | TC 4WIRE W/L14-30 47 FOOT |  |  | 374
3 Phase Power Distribution | 0M-5353-051 | TC 4WIRE W/L14-30 51 FOOT |  |  | 389.4
3 Phase Power Distribution | 0M-5353-055 | TC 4WIRE W/L14-30 55 FOOT |  |  | 403.7
3 Phase Power Distribution | 0M-5353-059 | TC 4WIRE W/L14-30 59 FOOT |  |  | 419.1
3 Phase Power Distribution | 0M-5355-005 | TC 3WIRE W/L6-15 5 FOOT |  |  | 209
3 Phase Power Distribution | 0M-5355-009 | TC 3WIRE W/L6-15 9 FOOT |  |  | 218.9
3 Phase Power Distribution | 0M-5355-011 | TC 3WIRE W/L6-15 11 FOOT |  |  | 225.5
3 Phase Power Distribution | 0M-5355-021 | TC 3WIRE W/L6-15 21 FOOT |  |  | 401.5
3 Phase Power Distribution | 0M-5355-023 | TC 3WIRE W/L6-15 23 FOOT |  |  | 260.7
3 Phase Power Distribution | 0M-5355-025 | TC 3WIRE W/L6-15 25 FOOT |  |  | 265.1
3 Phase Power Distribution | 0M-5355-029 | TC 3WIRE W/L6-15 29 FOOT |  |  | 275
3 Phase Power Distribution | 0M-5355-035 | TC 3WIRE W/L6-15 35 FOOT |  |  | 292.6
3 Phase Power Distribution | 0M-5355-041 | TC 3WIRE W/L6-15 41 FOOT |  |  | 327.8
3 Phase Power Distribution | 0M-5355-043 | TC 3WIRE W/L6-15 43 FOOT |  |  | 317.9
3 Phase Power Distribution | 0M-5355-049 | TC 3WIRE W/L6-15 49 FOOT |  |  | 332.2
3 Phase Power Distribution | 0M-5356-005 | TC 3WIRE W/L5-30 5 FOOT |  |  | 233.2
3 Phase Power Distribution | 0M-5356-007 | TC 3WIRE W/L5-30 7 FOOT |  |  | 238.7
3 Phase Power Distribution | 0M-5356-009 | TC 3WIRE W/L5-30 9 FOOT |  |  | 245.3
3 Phase Power Distribution | 0M-5356-011 | TC 3WIRE W/L5-30 11 FOOT |  |  | 264
3 Phase Power Distribution | 0M-5356-013 | TC 3WIRE W/L5-30 13 FOOT |  |  | 413.6
3 Phase Power Distribution | 0M-5356-015 | TC 3WIRE W/L5-30 15 FOOT |  |  | 304.7
3 Phase Power Distribution | 0M-5356-017 | TC 3WIRE W/L5-30 17 FOOT |  |  | 300.3
3 Phase Power Distribution | 0M-5356-019 | TC 3WIRE W/L5-30 19 FOOT |  |  | 469.7
3 Phase Power Distribution | 0M-5356-021 | TC 3WIRE W/L5-30 21 FOOT |  |  | 423.5
3 Phase Power Distribution | 0M-5356-023 | TC 3WIRE W/L5-30 23 FOOT |  |  | 290.4
3 Phase Power Distribution | 0M-5356-025 | TC 3WIRE W/L5-30 25 FOOT |  |  | 490.6
3 Phase Power Distribution | 0M-5356-027 | TC 3WIRE W/L5-30 27 FOOT |  |  | 449.9
3 Phase Power Distribution | 0M-5356-029 | TC 3WIRE W/L5-30 29 FOOT |  |  | 308
3 Phase Power Distribution | 0M-5356-031 | TC 3WIRE W/L5-30 31 FOOT |  |  | 312.4
3 Phase Power Distribution | 0M-5356-033 | TC 3WIRE W/L5-30 33 FOOT |  |  | 317.9
3 Phase Power Distribution | 0M-5356-035 | TC 3WIRE W/L5-30 35 FOOT |  |  | 324.5
3 Phase Power Distribution | 0M-5356-037 | TC 3WIRE W/L5-30 37 FOOT |  |  | 330
3 Phase Power Distribution | 0M-5356-039 | TC 3WIRE W/L5-30 39 FOOT |  |  | 334.4
3 Phase Power Distribution | 0M-5356-041 | TC 3WIRE W/L5-30 41 FOOT |  |  | 339.9
3 Phase Power Distribution | 0M-5356-043 | TC 3WIRE W/L5-30 43 FOOT |  |  | 347.6
3 Phase Power Distribution | 0M-5356-045 | TC 3WIRE W/L5-30 45 FOOT |  |  | 354.2
3 Phase Power Distribution | 0M-5356-047 | TC 3WIRE W/L5-30 47 FOOT |  |  | 532.4
3 Phase Power Distribution | 0M-5356-049 | TC 3WIRE W/L5-30 49 FOOT |  |  | 367.4
3 Phase Power Distribution | 0M-5356-051 | TC 3WIRE W/L5-30 51 FOOT |  |  | 371.8
3 Phase Power Distribution | 0M-5356-053 | TC 3WIRE W/L5-30 53 FOOT |  |  | 357.5
3 Phase Power Distribution | 0M-5356-055 | TC 3WIRE W/L5-30 55 FOOT |  |  | 364.1
3 Phase Power Distribution | 0M-5356-057 | TC 3WIRE W/L5-30 57 FOOT |  |  | 369.6
3 Phase Power Distribution | 0M-5356-059 | TC 3WIRE W/L5-30 59 FOOT |  |  | 324.5
3 Phase Power Distribution | 0M-5357-005 | TC 3WIRE W/L5-20 5 FOOT |  |  | 334.4
3 Phase Power Distribution | 0M-5357-007 | TC 3WIRE W/L5-20 7 FOOT |  |  | 324.5
3 Phase Power Distribution | 0M-5357-009 | TC 3WIRE W/L5-20 9 FOOT |  |  | 341
3 Phase Power Distribution | 0M-5357-011 | TC 3WIRE W/L5-20 11FOOT |  |  | 398.2
3 Phase Power Distribution | 0M-5357-013 | TC 3WIRE W/L5-20 13 FOOT |  |  | 402.6
3 Phase Power Distribution | 0M-5357-015 | TC 3WIRE W/L5-20 15 FOOT |  |  | 458.7
3 Phase Power Distribution | 0M-5357-017 | TC 3WIRE W/L5-20 17 FOOT |  |  | 453.2
3 Phase Power Distribution | 0M-5357-019 | TC 3WIRE W/L5-20 19 FOOT |  |  | 453.2
3 Phase Power Distribution | 0M-5357-021 | TC 3WIRE W/L5-20 21 FOOT |  |  | 413.6
3 Phase Power Distribution | 0M-5357-023 | TC 3WIRE W/L5-20 23 FOOT |  |  | 487.3
3 Phase Power Distribution | 0M-5357-025 | TC 3WIRE W/L5-20 25 FOOT |  |  | 288.2
3 Phase Power Distribution | 0M-5357-027 | TC 3WIRE W/L5-20 27 FOOT |  |  | 462
3 Phase Power Distribution | 0M-5357-029 | TC 3WIRE W/L5-20 29 FOOT |  |  | 449.9
3 Phase Power Distribution | 0M-5357-031 | TC 3WIRE W/L5-20 31 FOOT |  |  | 434.5
3 Phase Power Distribution | 0M-5357-033 | TC 3WIRE W/L5-20 33 FOOT |  |  | 310.2
3 Phase Power Distribution | 0M-5357-035 | TC 3WIRE W/L5-20 35 FOOT |  |  | 317.9
3 Phase Power Distribution | 0M-5357-037 | TC 3WIRE W/L5-20 37 FOOT |  |  | 322.3
3 Phase Power Distribution | 0M-5357-039 | TC 3WIRE W/L5-20 39 FOOT |  |  | 468.6
3 Phase Power Distribution | 0M-5357-041 | TC 3WIRE W/L5-20 41 FOOT |  |  | 570.9
3 Phase Power Distribution | 0M-5357-043 | TC 3WIRE W/L5-20 43 FOOT |  |  | 339.9
3 Phase Power Distribution | 0M-5357-045 | TC 3WIRE W/L5-20 45 FOOT |  |  | 344.3
3 Phase Power Distribution | 0M-5357-047 | TC 3WIRE W/L5-20 47 FOOT |  |  | 352
3 Phase Power Distribution | 0M-5357-049 | TC 3WIRE W/L5-20 49 FOOT |  |  | 359.7
3 Phase Power Distribution | 0M-5357-051 | TC 3WIRE W/L5-20 51 FOOT |  |  | 364.1
3 Phase Power Distribution | 0M-5357-053 | TC 3WIRE W/L5-20 53 FOOT |  |  | 369.6
3 Phase Power Distribution | 0M-5357-055 | TC 3WIRE W/L5-20 55 FOOT |  |  | 377.3
3 Phase Power Distribution | 0M-5357-057 | TC 3WIRE W/L5-20 57 FOOT |  |  | 383.9
3 Phase Power Distribution | 0M-5357-059 | TC 3WIRE W/L5-20 59 FOOT |  |  | 317.9
3 Phase Power Distribution | 0M-5358-005 | TC 3WIRE W/L5-15 5 FOOT |  |  | 221.1
3 Phase Power Distribution | 0M-5358-007 | TC 3WIRE W/L5-15 7 FOOT |  |  | 225.5
3 Phase Power Distribution | 0M-5358-009 | TC 3WIRE W/L5-15 9 FOOT |  |  | 346.5
3 Phase Power Distribution | 0M-5358-011 | TC 3WIRE W/L5-15 11 FOOT |  |  | 238.7
3 Phase Power Distribution | 0M-5358-013 | TC 3WIRE W/L5-15 13 FOOT |  |  | 231
3 Phase Power Distribution | 0M-5358-015 | TC 3WIRE W/L5-15 15 FOOT |  |  | 248.6
3 Phase Power Distribution | 0M-5358-017 | TC 3WIRE W/L5-15 17 FOOT |  |  | 258.5
3 Phase Power Distribution | 0M-5358-019 | TC 3WIRE W/L5-15 19 FOOT |  |  | 248.6
3 Phase Power Distribution | 0M-5358-021 | TC 3WIRE W/L5-15 21 FOOT |  |  | 253
3 Phase Power Distribution | 0M-5358-023 | TC 3WIRE W/L5-15 23 FOOT |  |  | 260.7
3 Phase Power Distribution | 0M-5358-025 | TC 3WIRE W/L5-15 25 FOOT |  |  | 265.1
3 Phase Power Distribution | 0M-5358-027 | TC 3WIRE W/L5-15 27 FOOT |  |  | 270.6
3 Phase Power Distribution | 0M-5358-031 | TC 3WIRE W/L5-15 31 FOOT |  |  | 300.3
3 Phase Power Distribution | 0M-5358-033 | TC 3WIRE W/L5-15 33 FOOT |  |  | 288.2
3 Phase Power Distribution | 0M-5358-035 | TC 3WIRE W/L5-15 35 FOOT |  |  | 310.2
3 Phase Power Distribution | 0M-5358-043 | TC 3WIRE W/L5-15 43 FOOT |  |  | 334.4
3 Phase Power Distribution | 0M-5359-005 | TC 3WIRE W/L6-30 5 FOOT |  |  | 258.5
3 Phase Power Distribution | 0M-5359-007 | TC 3WIRE W/L6-30 7 FOOT |  |  | 276.1
3 Phase Power Distribution | 0M-5359-009 | TC 3WIRE W/L6-30 9 FOOT |  |  | 292.6
3 Phase Power Distribution | 0M-5359-011 | TC 3WIRE W/L6-30 11 FOOT |  |  | 325.6
3 Phase Power Distribution | 0M-5359-013 | TC 3WIRE W/L6-30 13 FOOT |  |  | 343.2
3 Phase Power Distribution | 0M-5359-015 | TC 3WIRE W/L6-30 15 FOOT |  |  | 298.1
3 Phase Power Distribution | 0M-5359-017 | TC 3WIRE W/L6-30 17 FOOT |  |  | 345.4
3 Phase Power Distribution | 0M-5359-019 | TC 3WIRE W/L6-30 19 FOOT |  |  | 312.4
3 Phase Power Distribution | 0M-5359-021 | TC 3WIRE W/L6-30 21 FOOT |  |  | 323.4
3 Phase Power Distribution | 0M-5359-023 | TC 3WIRE W/L6-30 23 FOOT |  |  | 332.2
3 Phase Power Distribution | 0M-5359-025 | TC 3WIRE W/L6-30 25 FOOT |  |  | 381.7
3 Phase Power Distribution | 0M-5359-027 | TC 3WIRE W/L6-30 27 FOOT |  |  | 397.1
3 Phase Power Distribution | 0M-5359-029 | TC 3WIRE W/L6-30 29 FOOT |  |  | 429
3 Phase Power Distribution | 0M-5359-031 | TC 3WIRE W/L6-30 31 FOOT |  |  | 512.6
3 Phase Power Distribution | 0M-5359-033 | TC 3WIRE W/L6-30 33 FOOT |  |  | 248.6
3 Phase Power Distribution | 0M-5359-035 | TC 3WIRE W/L6-30 35 FOOT |  |  | 258.5
3 Phase Power Distribution | 0M-5359-037 | TC 3WIRE W/L6-30 37 FOOT |  |  | 262.9
3 Phase Power Distribution | 0M-5359-039 | TC 3WIRE W/L6-30 39 FOOT |  |  | 270.6
3 Phase Power Distribution | 0M-5359-041 | TC 3WIRE W/L6-30 41 FOOT |  |  | 278.3
3 Phase Power Distribution | 0M-5359-043 | TC 3WIRE W/L6-30 43 FOOT |  |  | 282.7
3 Phase Power Distribution | 0M-5359-045 | TC 3WIRE W/L6-30 45 FOOT |  |  | 288.2
3 Phase Power Distribution | 0M-5359-047 | TC 3WIRE W/L6-30 47 FOOT |  |  | 292.6
3 Phase Power Distribution | 0M-5359-049 | TC 3WIRE W/L6-30 49 FOOT |  |  | 300.3
3 Phase Power Distribution | 0M-5359-051 | TC 3WIRE W/L6-30 51 FOOT |  |  | 304.7
3 Phase Power Distribution | 0M-5359-053 | TC 3WIRE W/L6-30 53 FOOT |  |  | 310.2
3 Phase Power Distribution | 0M-5359-055 | TC 3WIRE W/L6-30 55 FOOT |  |  | 300.3
3 Phase Power Distribution | 0M-5359-057 | TC 3WIRE W/L6-30 57 FOOT |  |  | 322.3
3 Phase Power Distribution | 0M-5359-059 | TC 3WIRE W/L6-30 59 FOOT |  |  | 260.7
3 Phase Power Distribution | 0M-5359-061 | TC 3WIRE W/L6-30 61 FOOT |  |  | 334.4
3 Phase Power Distribution | 0M-5359-063 | TC 3WIRE W/L6-30 63 FOOT |  |  | 322.3
3 Phase Power Distribution | 0M-5360-005 | TC 3WIRE W/L6-20 5 FOOT |  |  | 322.3
3 Phase Power Distribution | 0M-5360-007 | TC 3WIRE W/L6-20 7 FOOT |  |  | 339.9
3 Phase Power Distribution | 0M-5360-009 | TC 3WIRE W/L6-20 9 FOOT |  |  | 243.1
3 Phase Power Distribution | 0M-5360-011 | TC 3WIRE W/L6-20 11 FOOT |  |  | 368.5
3 Phase Power Distribution | 0M-5360-013 | TC 3WIRE W/L6-20 13 FOOT |  |  | 376.2
3 Phase Power Distribution | 0M-5360-015 | TC 3WIRE W/L6-20 15 FOOT |  |  | 452.1
3 Phase Power Distribution | 0M-5360-017 | TC 3WIRE W/L6-20 17 FOOT |  |  | 262.9
3 Phase Power Distribution | 0M-5360-019 | TC 3WIRE W/L6-20 19 FOOT |  |  | 413.6
3 Phase Power Distribution | 0M-5360-021 | TC 3WIRE W/L6-20 21 FOOT |  |  | 278.3
3 Phase Power Distribution | 0M-5360-023 | TC 3WIRE W/L6-20 23 FOOT |  |  | 476.3
3 Phase Power Distribution | 0M-5360-025 | TC 3WIRE W/L6-20 25 FOOT |  |  | 299.2
3 Phase Power Distribution | 0M-5360-027 | TC 3WIRE W/L6-20 27 FOOT |  |  | 294.8
3 Phase Power Distribution | 0M-5360-029 | TC 3WIRE W/L6-20 29 FOOT |  |  | 300.3
3 Phase Power Distribution | 0M-5360-031 | TC 3WIRE W/L6-20 31 FOOT |  |  | 308
3 Phase Power Distribution | 0M-5360-033 | TC 3WIRE W/L6-20 33 FOOT |  |  | 312.4
3 Phase Power Distribution | 0M-5360-035 | TC 3WIRE W/L6-20 35 FOOT |  |  | 317.9
3 Phase Power Distribution | 0M-5360-037 | TC 3WIRE W/L6-20 37 FOOT |  |  | 322.3
3 Phase Power Distribution | 0M-5360-039 | TC 3WIRE W/L6-20 39 FOOT |  |  | 330
3 Phase Power Distribution | 0M-5360-041 | TC 3WIRE W/L6-20 41 FOOT |  |  | 334.4
3 Phase Power Distribution | 0M-5360-043 | TC 3WIRE W/L6-20 43 FOOT |  |  | 339.9
3 Phase Power Distribution | 0M-5360-045 | TC 3WIRE W/L6-20 45 FOOT |  |  | 330
3 Phase Power Distribution | 0M-5360-047 | TC 3WIRE W/L6-20 47 FOOT |  |  | 334.4
3 Phase Power Distribution | 0M-5360-049 | TC 3WIRE W/L6-20 49 FOOT |  |  | 339.9
3 Phase Power Distribution | 0M-5360-051 | TC 3WIRE W/L6-20 51 FOOT |  |  | 347.6
3 Phase Power Distribution | 0M-5360-053 | TC 3WIRE W/L6-20 53 FOOT |  |  | 352
3 Phase Power Distribution | 0M-5360-055 | TC 3WIRE W/L6-20 55 FOOT |  |  | 377.3
3 Phase Power Distribution | 0M-5360-059 | TC 3WIRE W/L6-20 59 FOOT |  |  | 320.1
3 Phase Power Distribution | 0M-5362 | S/A TESTED BRKR 1P 15A PNL |  |  | 94.6
3 Phase Power Distribution | 0M-5363 | S/A TESTED BRKR 1P 30A PNL |  |  | 99
3 Phase Power Distribution | 0M-5364 | S/A TESTED BRKR 2P 15A PNL |  |  | 260.7
3 Phase Power Distribution | 0M-5365 | S/A TESTED BRKR 2P 20A PNL |  |  | 260.7
3 Phase Power Distribution | 0M-5428 | S/A TESTED BREAKER ABB 50A 1P |  |  | 191.4
3 Phase Power Distribution | 0M-5472 | KIT 500MCM LUG |  |  | 67.1
3 Phase Power Distribution | 0M-5473 | KIT 1/0 FLEX LUG |  |  | 55
» Power Distribution » Configurable Power Accessories
| 0M-5495 | KIT CROSS TIE BLANKING PANEL |  |  | 25.85
3 Phase Power Distribution » Power Distribution » Configurable Power Accessories
3 Phase Power Distribution | 0M-5683 | S/A 80K PDU MCCB SUBFEED 225A |  |  | 1842.5
3 Phase Power Distribution | 0M-5683A | S/A 80K PDU MCCB SUBFEED 225A |  |  | 1842.5
3 Phase Power Distribution | 0M-5886-005 | CORDSET #6 50A 250V 3P-4W 5FT |  |  | 466.4
3 Phase Power Distribution | 0M-5886-007 | CORDSET #6 50A 250V 3P-4W 7FT |  |  | 383.9
3 Phase Power Distribution | 0M-5886-009 | CORDSET #6 50A 250V 3P-4W 9FT |  |  | 412.5
3 Phase Power Distribution | 0M-5886-011 | CORDSET #6 50A 250V 3P-4W 11FT |  |  | 577.5
3 Phase Power Distribution | 0M-5886-013 | CORDSET #6 50A 250V 3P-4W 13FT |  |  | 468.6
3 Phase Power Distribution | 0M-5886-015 | CORDSET #6 50A 250V 3P-4W 15FT |  |  | 497.2
3 Phase Power Distribution | 0M-5886-017 | CORDSET #6 50A 250V 3P-4W 17FT |  |  | 787.6
3 Phase Power Distribution | 0M-5886-019 | CORDSET #6 50A 250V 3P-4W 19FT |  |  | 553.3
3 Phase Power Distribution | 0M-5886-021 | CORDSET #6 50A 250V 3P-4W 21FT |  |  | 580.8
3 Phase Power Distribution | 0M-5886-023 | CORDSET #6 50A 250V 3P-4W 23FT |  |  | 609.4
3 Phase Power Distribution | 0M-5886-025 | CORDSET #6 50A 250V 3P-4W 25FT |  |  | 619.3
3 Phase Power Distribution | 0M-5886-027 | CORDSET #6 50A 250V 3P-4W 27FT |  |  | 665.5
3 Phase Power Distribution | 0M-5886-029 | CORDSET #6 50A 250V 3P-4W 29FT |  |  | 676.5
3 Phase Power Distribution | 0M-5886-031 | CORDSET #6 50A 250V 3P-4W 31FT |  |  | 706.2
3 Phase Power Distribution | 0M-5886-033 | CORDSET #6 50A 250V 3P-4W 33FT |  |  | 750.2
3 Phase Power Distribution | 0M-5886-035 | CORDSET #6 50A 250V 3P-4W 35FT |  |  | 763.4
3 Phase Power Distribution | 0M-5886-037 | CORDSET #6 50A 250V 3P-4W 37FT |  |  | 793.1
3 Phase Power Distribution | 0M-5886-039 | CORDSET #6 50A 250V 3P-4W 39FT |  |  | 820.6
3 Phase Power Distribution | 0M-5886-041 | CORDSET #6 50A 250V 3P-4W 41FT |  |  | 847
3 Phase Power Distribution | 0M-5886-043 | CORDSET #6 50A 250V 3P-4W 43FT |  |  | 876.7
3 Phase Power Distribution | 0M-5886-045 | CORDSET #6 50A 250V 3P-4W 45FT |  |  | 906.4
3 Phase Power Distribution | 0M-5886-047 | CORDSET #6 50A 250V 3P-4W 47FT |  |  | 933.9
3 Phase Power Distribution | 0M-5886-049 | CORDSET #6 50A 250V 3P-4W 49FT |  |  | 963.6
3 Phase Power Distribution | 0M-5886-051 | CORDSET #6 50A 250V 3P-4W 51FT |  |  | 988.9
3 Phase Power Distribution | 0M-5886-053 | CORDSET #6 50A 250V 3P-4W 53FT |  |  | 965.8
3 Phase Power Distribution | 0M-5886-055 | CORDSET #6 50A 250V 3P-4W 55FT |  |  | 993.3
3 Phase Power Distribution | 0M-5886-061 | CORDSET #6 50A 250V 3P-4W 61FT |  |  | 1133
3 Phase Power Distribution | 0M-5891 | KIT 150A SUBFEED ISX PDU |  |  | 1018.6
3 Phase Power Distribution | 0M-5892 | 225A SUBFEED KIT ISX PDU |  |  | 1127.5
3 Phase Power Distribution | 0M-6866 | S/A TESTED 3P 50A CKT BRKR 120/240 UL |  |  | 295.9
3 Phase Power Distribution | 0M-815482-005 | ASSY WHIP 5WIRE 10AWG L21-30 5FT |  |  | 363
3 Phase Power Distribution | 0M-815482-007 | ASSY WHIP 5WIRE 10AWG L21-30 7FT |  |  | 388.3
3 Phase Power Distribution | 0M-815482-009 | ASSY WHIP 5WIRE 10AWG L21-30 9FT |  |  | 413.6
3 Phase Power Distribution | 0M-815482-011 | ASSY WHIP 5WIRE 10AWG L21-30 11FT |  |  | 440
3 Phase Power Distribution | 0M-815482-013 | ASSY WHIP 5WIRE 10AWG L21-30 13FT |  |  | 465.3
3 Phase Power Distribution | 0M-815482-015 | ASSY WHIP 5WIRE 10AWG L21-30 15FT |  |  | 490.6
3 Phase Power Distribution | 0M-815482-017 | ASSY WHIP 5WIRE 10AWG L21-30 17FT |  |  | 431.2
3 Phase Power Distribution | 0M-815482-019 | ASSY WHIP 5WIRE 10AWG L21-30 19FT |  |  | 541.2
3 Phase Power Distribution | 0M-815482-021 | ASSY WHIP 5WIRE 10AWG L21-30 21FT |  |  | 477.4
3 Phase Power Distribution | 0M-815482-023 | ASSY WHIP 5WIRE 10AWG L21-30 23FT |  |  | 500.5
3 Phase Power Distribution | 0M-815482-025 | ASSY WHIP 5WIRE 10AWG L21-30 25FT |  |  | 523.6
3 Phase Power Distribution | 0M-815482-027 | ASSY WHIP 5WIRE 10AWG L21-30 27FT |  |  | 642.4
3 Phase Power Distribution | 0M-815482-029 | ASSY WHIP 5WIRE 10AWG L21-30 29FT |  |  | 668.8
3 Phase Power Distribution | 0M-815482-031 | ASSY WHIP 5WIRE 10AWG L21-30 31FT |  |  | 575.3
3 Phase Power Distribution | 0M-815482-033 | ASSY WHIP 5WIRE 10AWG L21-30 33FT |  |  | 597.3
3 Phase Power Distribution | 0M-815482-035 | ASSY WHIP 5WIRE 10AWG L21-30 35FT |  |  | 619.3
3 Phase Power Distribution | 0M-815482-037 | ASSY WHIP 5WIRE 10AWG L21-30 37FT |  |  | 641.3
3 Phase Power Distribution | 0M-815482-039 | ASSY WHIP 5WIRE 10AWG L21-30 39FT |  |  | 668.8
3 Phase Power Distribution | 0M-815482-041 | ASSY WHIP 5WIRE 10AWG L21-30 41FT |  |  | 686.4
3 Phase Power Distribution | 0M-815482-043 | ASSY WHIP 5WIRE 10AWG L21-30 43FT |  |  | 708.4
3 Phase Power Distribution | 0M-815482-045 | ASSY WHIP 5WIRE 10AWG L21-30 45FT |  |  | 1095.6
3 Phase Power Distribution | 0M-815482-047 | ASSY WHIP 5WIRE 10AWG L21-30 47FT |  |  | 753.5
3 Phase Power Distribution | 0M-815482-049 | ASSY WHIP 5WIRE 10AWG L21-30 49FT |  |  | 922.9
3 Phase Power Distribution | 0M-815482-051 | ASSY WHIP 5WIRE 10AWG L21-30 51FT |  |  | 797.5
3 Phase Power Distribution | 0M-815482-053 | ASSY WHIP 5WIRE 10AWG L21-30 53FT |  |  | 820.6
3 Phase Power Distribution | 0M-815482-055 | ASSY WHIP 5WIRE 10AWG L21-30 55FT |  |  | 842.6
3 Phase Power Distribution | 0M-815482-057 | ASSY WHIP 5WIRE 10AWG L21-30 57FT |  |  | 864.6
3 Phase Power Distribution | 0M-815482-059 | ASSY WHIP 5WIRE 10AWG L21-30 59FT |  |  | 886.6
3 Phase Power Distribution | 0M-815482-061 | ASSY WHIP 5WIRE 10AWG L21-30 61FT |  |  | 909.7
3 Phase Power Distribution | 0M-815489-005 | ASSY WHIP 60A IEC309 5FT |  |  | 871.2
3 Phase Power Distribution | 0M-815489-007 | ASSY WHIP 60A IEC309 7FT |  |  | 689.7
3 Phase Power Distribution | 0M-815489-009 | ASSY WHIP 60A IEC309 9FT |  |  | 1003.2
3 Phase Power Distribution | 0M-815489-011 | ASSY WHIP 60A IEC309 11FT |  |  | 1048.3
3 Phase Power Distribution | 0M-815489-013 | ASSY WHIP 60A IEC309 13FT |  |  | 1100
3 Phase Power Distribution | 0M-815489-015 | ASSY WHIP 60A IEC309 15FT |  |  | 1171.5
3 Phase Power Distribution | 0M-815489-017 | ASSY WHIP 60A IEC309 17FT |  |  | 1215.5
3 Phase Power Distribution | 0M-815489-019 | ASSY WHIP 60A IEC309 19FT |  |  | 1270.5
3 Phase Power Distribution | 0M-815489-021 | ASSY WHIP 60A IEC309 21FT |  |  | 1325.5
3 Phase Power Distribution | 0M-815489-023 | ASSY WHIP 60A IEC309 23FT |  |  | 939.4
3 Phase Power Distribution | 0M-815489-025 | ASSY WHIP 60A IEC309 25FT |  |  | 949.3
3 Phase Power Distribution | 0M-815489-027 | ASSY WHIP 60A IEC309 27FT |  |  | 985.6
3 Phase Power Distribution | 0M-815489-029 | ASSY WHIP 60A IEC309 29FT |  |  | 1020.8
3 Phase Power Distribution | 0M-815489-031 | ASSY WHIP 60A IEC309 31FT |  |  | 1054.9
3 Phase Power Distribution | 0M-815489-033 | ASSY WHIP 60A IEC309 33FT |  |  | 1094.5
3 Phase Power Distribution | 0M-815489-035 | ASSY WHIP 60A IEC309 35FT |  |  | 1133
3 Phase Power Distribution | 0M-815489-037 | ASSY WHIP 60A IEC309 37FT |  |  | 1166
3 Phase Power Distribution | 0M-815489-039 | ASSY WHIP 60A IEC309 39FT |  |  | 1204.5
3 Phase Power Distribution | 0M-815489-041 | ASSY WHIP 60A IEC309 41FT |  |  | 1237.5
3 Phase Power Distribution | 0M-815489-043 | ASSY WHIP 60A IEC309 43FT |  |  | 1270.5
3 Phase Power Distribution | 0M-815489-045 | ASSY WHIP 60A IEC309 45FT |  |  | 1309
3 Phase Power Distribution | 0M-815489-047 | ASSY WHIP 60A IEC309 47FT |  |  | 1342
3 Phase Power Distribution | 0M-815489-049 | ASSY WHIP 60A IEC309 49FT |  |  | 1386
3 Phase Power Distribution | 0M-815489-051 | ASSY WHIP 60A IEC309 51FT |  |  | 1419
3 Phase Power Distribution | 0M-815489-053 | ASSY WHIP 60A IEC309 53FT |  |  | 1452
3 Phase Power Distribution | 0M-815489-055 | ASSY WHIP 60A IEC309 55FT |  |  | 1485
3 Phase Power Distribution | 0M-815489-057 | ASSY WHIP 60A IEC309 57FT |  |  | 1523.5
3 Phase Power Distribution | 0M-815489-059 | ASSY WHIP 60A IEC309 59FT |  |  | 1556.5
3 Phase Power Distribution | 0M-815489-061 | ASSY WHIP 60A IEC309 61FT |  |  | 1589.5
3 Phase Power Distribution | 0M-815518 | ASSY CKT BRKR 3P 60A SQD QOB |  |  | 162.8
3 Phase Power Distribution | 0M-PMRFF084S2 | 208V INPUT/OUTPUT 84 POLE S-S 2SOURCE |  |  | 8552.5
» Power Distribution » Configurable Power Accessories
| 0T-0118 | KIT LABEL 80K NAM PDU DUAL FEED W/X-TIE |  |  | 86.9
ERROR: Server error: Entry not found in index » Power Distribution » Configurable Power Accessories
ERROR: Server error: Entry not found in index | 650-0182-001 | CORDSET 650-0182 5FT |  |  | 67.1
ERROR: Server error: Entry not found in index | 650-0182-002 | CORDSET 650-0182 7FT |  |  | 72.6
ERROR: Server error: Entry not found in index | 650-0182-003 | CORDSET 650-0182 9FT |  |  | 77
ERROR: Server error: Entry not found in index | 650-0182-004 | CORDSET 650-0182 11FT |  |  | 84.7
ERROR: Server error: Entry not found in index | 650-0182-005 | CORDSET 650-0182 13FT |  |  | 90.2
ERROR: Server error: Entry not found in index | 650-0182-006 | CORDSET 650-0182 15FT |  |  | 94.6
ERROR: Server error: Entry not found in index | 650-0182-007 | CORDSET 650-0182 17FT |  |  | 104.5
ERROR: Server error: Entry not found in index | 650-0182-008 | CORDSET 650-0182 19FT |  |  | 110
ERROR: Server error: Entry not found in index | 650-0182-009 | CORDSET 650-0182 21FT |  |  | 116.6
ERROR: Server error: Entry not found in index | 650-0182-010 | CORDSET 650-0182 23FT |  |  | 122.1
ERROR: Server error: Entry not found in index | 650-0182-011 | CORDSET 650-0182 25FT |  |  | 132
ERROR: Server error: Entry not found in index | 650-0182-012 | CORDSET 650-0182 27FT |  |  | 136.4
» Power Distribution » Configurable Power Accessories
| 650-0182-013 | CORDSET 650-0182 29FT |  |  | 144.1
ERROR: Server error: Entry not found in index » Power Distribution » Configurable Power Accessories
ERROR: Server error: Entry not found in index | 650-0182-014 | CORDSET 650-0182 31FT |  |  | 151.8
ERROR: Server error: Entry not found in index | 650-0182-015 | CORDSET 650-0182 33FT |  |  | 159.5
ERROR: Server error: Entry not found in index | 650-0182-016 | CORDSET 650-0182 35FT |  |  | 163.9
ERROR: Server error: Entry not found in index | 650-0182-017 | CORDSET 650-0182 37FT |  |  | 169.4
ERROR: Server error: Entry not found in index | 650-0182-018 | CORDSET 650-0182 39FT |  |  | 176
ERROR: Server error: Entry not found in index | 650-0182-019 | CORDSET 650-0182 41FT |  |  | 183.7
ERROR: Server error: Entry not found in index | 650-0182-020 | CORDSET 650-0182 43FT |  |  | 191.4
ERROR: Server error: Entry not found in index | 650-0182-021 | CORDSET 650-0182 45FT |  |  | 195.8
ERROR: Server error: Entry not found in index | 650-0182-022 | CORDSET 650-0182 47FT |  |  | 201.3
ERROR: Server error: Entry not found in index | 650-0182-023 | CORDSET 650-0182 49FT |  |  | 209
ERROR: Server error: Entry not found in index | 650-0182-024 | CORDSET 650-0182 51FT |  |  | 213.4
ERROR: Server error: Entry not found in index | 650-0182-025 | CORDSET 650-0182 53FT |  |  | 223.3
ERROR: Server error: Entry not found in index | 650-0182-026 | CORDSET 650-0182 55FT |  |  | 231
ERROR: Server error: Entry not found in index | 650-0182-027 | CORDSET 650-0182 57FT |  |  | 233.2
ERROR: Server error: Entry not found in index | 650-0182-028 | CORDSET 650-0182 59FT |  |  | 240.9
ERROR: Server error: Entry not found in index | 650-0182-029 | CORDSET 650-0182 61FT |  |  | 248.6
ERROR: Server error: Entry not found in index | 650-0182-030 | CORDSET 650-0182 63FT |  |  | 253
» Power Distribution » Configurable Power Accessories
| 827-0406 | HOLE PLUG FOR 1.125" WHIP |  |  | 55
3 Phase Power Distribution » Power Distribution » Configurable Power Accessories
3 Phase Power Distribution | PD1PADAPT1-N | Adaptor for T1 Type Circuit Breaker, 1-Pole, Neutral |  |  | 224.4
» Power Distribution » Configurable Power Accessories
| PD3P100AT1B | 3-Pole Circuit Breaker, 100A, T1 Type for Symmetra PX250/500kW | 480 3PH, 400 3PH | 400 3PH, 480 3PH | 877.25
| PD3P125AT3B | 3-Pole Circuit Breaker, 125A, T3 Type for Symmetra PX250/500kW | 480 3PH, 400 3PH | 480 3PH, 400 3PH | 1228.15
| PD3P150AT3B | 3-Pole Circuit Breaker, 150A, T3 Type for Symmetra PX250/500kW | 480 3PH, 400 3PH | 400 3PH, 480 3PH | 1228.15
| PD3P175AT3B | 3-Pole Circuit Breaker, 175A, T3 Type for Symmetra PX250/500kW | 400 3PH, 480 3PH | 480 3PH, 400 3PH | 1639.55
| PD3P200AT3B | 3-Pole Circuit Breaker, 200A, T3 Type for Symmetra PX250/500kW | 400 3PH, 480 3PH | 480 3PH, 400 3PH | 1917.85
| PD3P225AT3B | 3-Pole Circuit Breaker, 225A, T3 Type for Symmetra PX250/500kW | 400 3PH, 480 3PH | 400 3PH, 480 3PH | 1270.5
| PD3P300AETT5B | 3-Pole Circuit Breaker, 300A, Electronic Trip, T5 Type for Symmetra PX250/500KW | 480 3PH, 400 3PH | 400 3PH, 480 3PH | 2335.3
| PD3P300AT5B | 3-Pole Circuit Breaker, 300A, T5 Type for Symmetra PX250/500kW | 400 3PH, 480 3PH | 480 3PH, 400 3PH | 2704.35
| PD3P400AT5B | 3-Pole Circuit Breaker, 400A, T5 Type for Symmetra PX250/500kW | 400 3PH, 480 3PH | 400 3PH, 480 3PH | 3073.4
| PD3P60AT1B | 3-Pole Circuit Breaker, 60A, T1 Type for Symmetra PX250/500kW | 480 3PH |  | 746.57
| PD3P70AT1B | 3-Pole Circuit Breaker, 70A, T1 Type for Symmetra PX250/500kW | 400 3PH, 480 3PH | 400 3PH, 480 3PH | 2238.5
| PD3P80AT1B | 3-Pole Circuit Breaker, 80A, T1 Type for Symmetra PX250/500kW | 480 3PH, 400 3PH | 480 3PH, 400 3PH | 694.54
| PD3P90AT1B | 3-Pole Circuit Breaker, 90A, T1 Type for Symmetra PX250/500kW | 400 3PH, 480 3PH | 480 3PH, 400 3PH | 819.17
| PD3PADAPT1 | Adaptor for T1 Type Circuit Breaker, 3 Pole | 400 3PH, 480 3PH |  | 398.09
| PD3PADAPT3 | Adaptor for T3 Type Circuit Breaker, 3 Pole | 480 3PH, 400 3PH | 480 3PH | 450.12
| PD3PADAPT5 | Adaptor for T5 Type Circuit Breaker, 3 Pole | 400 3PH, 480 3PH | 480 3PH | 968
| PD4P100AT1B | 4-Pole Circuit Breaker, 100A, T1 Type for Symmetra PX250/500kW | 400 3PH, 480 3PH | 480 3PH, 400 3PH | 1097.47
| PD4P60AT1B | 4-Pole Circuit Breaker, 60A, T1 Type for Symmetra PX250/500kW | 480 3PH, 400 3PH |  | 1028.5
| PDPS4200 | ISX PDU 200 A 4 Wire Pin & Sleeve Connector |  |  | 5668.85
| PDPT4200 | ISX PDU Input Top Entry Cable w/ a 200 A 4 Wire plug |  |  | 8125.15
| PDT1B-KIT | T1 Breaker Kit for unsupported breaker amperages with Current Transformer without Adaptors |  |  | 182.71
| PDW10L21-20XC | 10' CABLE EXTENDER 5-WIRE #10 AWG, UL WITH L21-20R/P | 208 3PH | 120, 208 3PH | 379.94
| PDW12L21-20XC | 12' CABLE EXTENDER 5-WIRE #10 AWG, UL WITH L21-20R/P | 208 3PH | 120, 208 3PH | 408.98
| PDW13L6-30C | 3WIRE WHIP W/L6-30 13 FT |  |  | 237.16
| PDW14L21-20XC | 14' CABLE EXTENDER 5-WIRE #10 AWG, UL WITH L21-20R/P | 208 3PH | 208 3PH, 120 | 440.44
| PDW16L21-20XC | 16' CABLE EXTENDER 5-WIRE #10 AWG, UL WITH L21-20R/P | 208 3PH | 120, 208 3PH | 464.64
| PDW18L21-20XC | 18' CABLE EXTENDER 5-WIRE #10 AWG, UL WITH L21-20R/P | 208 3PH | 208 3PH, 120 | 497.31
| PDW4L21-20XC | 4' CABLE EXTENDER 5-WIRE #10 AWG, UL WITH L21-20R/P | 208 3PH | 208 3PH, 120 | 296.45
| PDW6L21-20XC | 6' CABLE EXTENDER 5-WIRE #10 AWG, UL WITH L21-20R/P | 208 3PH | 208 3PH, 120 | 331.54
| PDW8L21-20XC | 8' CABLE EXTENDER 5-WIRE #10 AWG, UL WITH L21-20R/P | 208 3PH | 120, 208 3PH | 364.21
3 Phase Power Distribution » Power Distribution » Configurable Power Distribution
3 Phase Power Distribution | 0G-8310 | KIT FILLER SQD NQ PNL QTY 15 ATO |  |  | 28.7375
3 Phase Power Distribution | 0G-8311 | BCPM 42P KIT ATO |  |  | 9534.8
3 Phase Power Distribution | 0G-8313 | PLUG FILLER GLAND PLATE 84P PDU ATO |  |  | 14.52
3 Phase Power Distribution | 0G-8314 | BCPM 84P KIT ATO |  |  | 13945.25
3 Phase Power Distribution | 0G-8315 | ASSY PACKAGING FINAL 84P PDU ATO |  |  | 3932.5
3 Phase Power Distribution | 0G-PD40F6FK1-M | TYPE B PDU INCL. 208V ISOLATION TRANSFORMER & MBP |  |  | 33553.3
3 Phase Power Distribution | 0G-PD40G6FK1-M | TYPE B PDU INCL. 480V STEP DOWN TRANSFORMER & MBP |  |  | 32361.45
3 Phase Power Distribution | 0G-PD40L6FK1-M | TYPE B PDU INCL. 600V STEP DOWN TRANSFORMER & MBP |  |  | 30655.35
3 Phase Power Distribution | 0G-PD60G6FK1 | TYPE C PDU INCL. 480V STEP DOWN TRANSFORMER |  |  | 25887.95
3 Phase Power Distribution | 0G-PD60L6FK1 | TYPE C PDU INCL. 600V STEP DOWN TRANSFORMER |  |  | 25416.05
3 Phase Power Distribution | 0G-PDPB150G6FATO | ASSY 84P PDU BASE UNIT ATO |  |  | 49065.5
3 Phase Power Distribution | 0G-PDRDP-F-13-SX | ISX RDP 208V 13IN SX RACK |  |  | 9655.8
3 Phase Power Distribution | 0G-PDRPPNX10 | TYPE C PDU 208V INPUT |  |  | 15923.6
3 Phase Power Distribution | 0G-PDRPPNX10-M | S/A TYPE B PSX-PDU 208V IN W/MBP |  |  | 20497.4
» Power Distribution » Configurable Power Distribution
| 0G-PDRPPNX14-M | TYPE B 80KW PSX-PDU 208V IN W/MBP |  |  | 26577.65
3 Phase Power Distribution » Power Distribution » Configurable Power Distribution
3 Phase Power Distribution | 0H-0991 | MBP CTO CABLES EXIT LEFT OF 84P |  |  | 2117.5
3 Phase Power Distribution | 0H-0992 | MBP CTO CABLES EXIT RIGHT OF 84P |  |  | 2117.5
3 Phase Power Distribution | 0M-2614-015 | S/A CORDSET #2 5W IEC309P 15FOOT |  |  | 1796.85
3 Phase Power Distribution | 0M-2614-035 | S/A CORDSET #2 5W IEC309P 35FOOT |  |  | 2516.8
3 Phase Power Distribution | 0M-2614-045 | S/A CORDSET #2 5W IEC309P 45FOOT |  |  | 2734.6
3 Phase Power Distribution | 0M-2614-051 | S/A CORDSET #2 5W IEC309P 51FOOT |  |  | 2946.35
3 Phase Power Distribution | 0M-815479A-021 | ASSY WHIP 4WIRE 10AWG L14-30 21FT |  |  | 306.13
3 Phase Power Distribution | 0M-815479A-023 | ASSY WHIP 4WIRE 10AWG L14-30 23FT |  |  | 313.39
3 Phase Power Distribution | 0M-815479A-027 | ASSY WHIP 4WIRE 10AWG L14-30 27FT |  |  | 330.33
3 Phase Power Distribution | 0M-815480A-005 | ASSY WHIP 4WIRE 10AWG L15-30 5FT |  |  | 171.82
3 Phase Power Distribution | 0M-815480A-007 | ASSY WHIP 4WIRE 10AWG L15-30 7FT |  |  | 180.29
3 Phase Power Distribution | 0M-815480A-009 | ASSY WHIP 4WIRE 10AWG L15-30 9FT |  |  | 188.76
3 Phase Power Distribution | 0M-815480A-011 | ASSY WHIP 4WIRE 10AWG L15-30 11FT |  |  | 199.65
3 Phase Power Distribution | 0M-815480A-013 | ASSY WHIP 4WIRE 10AWG L15-30 13FT |  |  | 208.12
3 Phase Power Distribution | 0M-815480A-015 | ASSY WHIP 4WIRE 10AWG L15-30 15FT |  |  | 215.38
3 Phase Power Distribution | 0M-815480A-017 | ASSY WHIP 4WIRE 10AWG L15-30 17FT |  |  | 223.85
3 Phase Power Distribution | 0M-815480A-019 | ASSY WHIP 4WIRE 10AWG L15-30 19FT |  |  | 232.32
3 Phase Power Distribution | 0M-815480A-021 | ASSY WHIP 4WIRE 10AWG L15-30 21FT |  |  | 240.79
3 Phase Power Distribution | 0M-815480A-023 | ASSY WHIP 4WIRE 10AWG L15-30 23FT |  |  | 248.05
3 Phase Power Distribution | 0M-815480A-025 | ASSY WHIP 4WIRE 10AWG L15-30 25FT |  |  | 256.52
3 Phase Power Distribution | 0M-815480A-027 | ASSY WHIP 4WIRE 10AWG L15-30 27FT |  |  | 264.99
3 Phase Power Distribution | 0M-815480A-029 | ASSY WHIP 4WIRE 10AWG L15-30 29FT |  |  | 273.46
3 Phase Power Distribution | 0M-815480A-031 | ASSY WHIP 4WIRE 10AWG L15-30 31FT |  |  | 284.35
3 Phase Power Distribution | 0M-815480A-033 | ASSY WHIP 4WIRE 10AWG L15-30 33FT |  |  | 295.24
3 Phase Power Distribution | 0M-815480A-035 | ASSY WHIP 4WIRE 10AWG L15-30 35FT |  |  | 284.35
3 Phase Power Distribution | 0M-815480A-037 | ASSY WHIP 4WIRE 10AWG L15-30 37FT |  |  | 291.61
3 Phase Power Distribution | 0M-815480A-039 | ASSY WHIP 4WIRE 10AWG L15-30 39FT |  |  | 300.08
3 Phase Power Distribution | 0M-815481A-005 | ASSY WHIP 5WIRE 12AWG L21-20 5FT |  |  | 191.18
3 Phase Power Distribution | 0M-815481A-007 | ASSY WHIP 5WIRE 12AWG L21-20 7FT |  |  | 203.28
3 Phase Power Distribution | 0M-815481A-009 | ASSY WHIP 5WIRE 12AWG L21-20 9FT |  |  | 210.54
3 Phase Power Distribution | 0M-815481A-011 | ASSY WHIP 5WIRE 12AWG L21-20 11FT |  |  | 219.01
3 Phase Power Distribution | 0M-815481A-013 | ASSY WHIP 5WIRE 12AWG L21-20 13FT |  |  | 227.48
3 Phase Power Distribution | 0M-815481A-015 | ASSY WHIP 5WIRE 12AWG L21-20 15FT |  |  | 240.79
3 Phase Power Distribution | 0M-815481A-017 | ASSY WHIP 5WIRE 12AWG L21-20 17FT |  |  | 226.27
3 Phase Power Distribution | 0M-815481A-019 | ASSY WHIP 5WIRE 12AWG L21-20 19FT |  |  | 296.45
3 Phase Power Distribution | 0M-815481A-021 | ASSY WHIP 5WIRE 12AWG L21-20 21FT |  |  | 271.04
3 Phase Power Distribution | 0M-815481A-023 | ASSY WHIP 5WIRE 12AWG L21-20 23FT |  |  | 267.41
3 Phase Power Distribution | 0M-815481A-025 | ASSY WHIP 5WIRE 12AWG L21-20 25FT |  |  | 275.88
3 Phase Power Distribution | 0M-815481A-027 | ASSY WHIP 5WIRE 12AWG L21-20 27FT |  |  | 286.77
3 Phase Power Distribution | 0M-815481A-029 | ASSY WHIP 5WIRE 12AWG L21-20 29FT |  |  | 297.66
3 Phase Power Distribution | 0M-815481A-031 | ASSY WHIP 5WIRE 12AWG L21-20 31FT |  |  | 287.98
3 Phase Power Distribution | 0M-815481A-033 | ASSY WHIP 5WIRE 12AWG L21-20 33FT |  |  | 313.39
3 Phase Power Distribution | 0M-815481A-035 | ASSY WHIP 5WIRE 12AWG L21-20 35FT |  |  | 398.09
3 Phase Power Distribution | 0M-815481A-037 | ASSY WHIP 5WIRE 12AWG L21-20 37FT |  |  | 330.33
3 Phase Power Distribution | 0M-815481A-039 | ASSY WHIP 5WIRE 12AWG L21-20 39FT |  |  | 338.8
3 Phase Power Distribution | 0M-815481A-041 | ASSY WHIP 5WIRE 12AWG L21-20 41FT |  |  | 346.06
3 Phase Power Distribution | 0M-815481A-043 | ASSY WHIP 5WIRE 12AWG L21-20 43FT |  |  | 354.53
3 Phase Power Distribution | 0M-815481A-045 | ASSY WHIP 5WIRE 12AWG L21-20 45FT |  |  | 363
3 Phase Power Distribution | 0M-815481A-047 | ASSY WHIP 5WIRE 12AWG L21-20 47FT |  |  | 371.47
3 Phase Power Distribution | 0M-815481A-049 | ASSY WHIP 5WIRE 12AWG L21-20 49FT |  |  | 378.73
3 Phase Power Distribution | 0M-815481A-051 | ASSY WHIP 5WIRE 12AWG L21-20 51FT |  |  | 389.62
3 Phase Power Distribution | 0M-815481A-053 | ASSY WHIP 5WIRE 12AWG L21-20 53FT |  |  | 398.09
3 Phase Power Distribution | 0M-815481A-055 | ASSY WHIP 5WIRE 12AWG L21-20 55FT |  |  | 406.56
3 Phase Power Distribution | 0M-815481A-057 | ASSY WHIP 5WIRE 12AWG L21-20 57FT |  |  | 415.03
3 Phase Power Distribution | 0M-815481A-059 | ASSY WHIP 5WIRE 12AWG L21-20 59FT |  |  | 425.92
3 Phase Power Distribution | 0M-815481A-061 | ASSY WHIP 5WIRE 12AWG L21-20 61FT |  |  | 648.56
3 Phase Power Distribution | 0M-815484A-005 | ASSY WHIP 3WIRE 12AWG L5-20 5FT |  |  | 248.05
3 Phase Power Distribution | 0M-815484A-007 | ASSY WHIP 3WIRE 12AWG L5-20 7FT |  |  | 254.1
3 Phase Power Distribution | 0M-815484A-009 | ASSY WHIP 3WIRE 12AWG L5-20 9FT |  |  | 262.57
3 Phase Power Distribution | 0M-815484A-011 | ASSY WHIP 3WIRE 12AWG L5-20 11FT |  |  | 267.41
3 Phase Power Distribution | 0M-815484A-013 | ASSY WHIP 3WIRE 12AWG L5-20 13FT |  |  | 274.67
3 Phase Power Distribution | 0M-815484A-015 | ASSY WHIP 3WIRE 12AWG L5-20 15FT |  |  | 284.35
3 Phase Power Distribution | 0M-815484A-017 | ASSY WHIP 3WIRE 12AWG L5-20 17FT |  |  | 289.19
3 Phase Power Distribution | 0M-815484A-019 | ASSY WHIP 3WIRE 12AWG L5-20 19FT |  |  | 297.66
3 Phase Power Distribution | 0M-815484A-021 | ASSY WHIP 3WIRE 12AWG L5-20 21FT |  |  | 302.5
3 Phase Power Distribution | 0M-815484A-023 | ASSY WHIP 3WIRE 12AWG L5-20 23FT |  |  | 310.97
3 Phase Power Distribution | 0M-815484A-025 | ASSY WHIP 3WIRE 12AWG L5-20 25FT |  |  | 317.02
3 Phase Power Distribution | 0M-815484A-027 | ASSY WHIP 3WIRE 12AWG L5-20 27FT |  |  | 321.86
3 Phase Power Distribution | 0M-815484A-029 | ASSY WHIP 3WIRE 12AWG L5-20 29FT |  |  | 330.33
3 Phase Power Distribution | 0M-815484A-031 | ASSY WHIP 3WIRE 12AWG L5-20 31FT |  |  | 335.17
3 Phase Power Distribution | 0M-815484A-033 | ASSY WHIP 3WIRE 12AWG L5-20 33FT |  |  | 341.22
3 Phase Power Distribution | 0M-815484A-035 | ASSY WHIP 3WIRE 12AWG L5-20 35FT |  |  | 349.69
3 Phase Power Distribution | 0M-815484A-037 | ASSY WHIP 3WIRE 12AWG L5-20 37FT |  |  | 354.53
3 Phase Power Distribution | 0M-815484A-039 | ASSY WHIP 3WIRE 12AWG L5-20 39FT |  |  | 360.58
3 Phase Power Distribution | 0M-815484A-041 | ASSY WHIP 3WIRE 12AWG L5-20 41FT |  |  | 365.42
3 Phase Power Distribution | 0M-815484A-043 | ASSY WHIP 3WIRE 12AWG L5-20 43FT |  |  | 373.89
3 Phase Power Distribution | 0M-815484A-045 | ASSY WHIP 3WIRE 12AWG L5-20 45FT |  |  | 378.73
3 Phase Power Distribution | 0M-815484A-047 | ASSY WHIP 3WIRE 12AWG L5-20 47FT |  |  | 387.2
3 Phase Power Distribution | 0M-815484A-049 | ASSY WHIP 3WIRE 12AWG L5-20 49FT |  |  | 395.67
3 Phase Power Distribution | 0M-815484A-051 | ASSY WHIP 3WIRE 12AWG L5-20 51FT |  |  | 400.51
3 Phase Power Distribution | 0M-815485A-005 | ASSY WHIP 3WIRE 10AWG L5-30 5FT |  |  | 256.52
3 Phase Power Distribution | 0M-815485A-007 | ASSY WHIP 3WIRE 10AWG L5-30 7FT. |  |  | 262.57
3 Phase Power Distribution | 0M-815485A-009 | ASSY WHIP 3WIRE 10AWG L5-30 9FT |  |  | 269.83
3 Phase Power Distribution | 0M-815485A-011 | ASSY WHIP 3WIRE 10AWG L5-30 11FT |  |  | 275.88
3 Phase Power Distribution | 0M-815485A-013 | ASSY WHIP 3WIRE 10AWG L5-30 13FT |  |  | 284.35
3 Phase Power Distribution | 0M-815485A-015 | ASSY WHIP 3WIRE 10AWG L5-30 15FT |  |  | 295.24
3 Phase Power Distribution | 0M-815485A-017 | ASSY WHIP 3WIRE 10AWG L5-30 17FT |  |  | 300.08
3 Phase Power Distribution | 0M-815485A-019 | ASSY WHIP 3WIRE 10AWG L5-30 19FT |  |  | 306.13
3 Phase Power Distribution | 0M-815485A-021 | ASSY WHIP 3WIRE 10AWG L5-30 21FT |  |  | 310.97
3 Phase Power Distribution | 0M-815485A-023 | ASSY WHIP 3WIRE 10AWG L5-30 23FT |  |  | 319.44
3 Phase Power Distribution | 0M-815485A-025 | ASSY WHIP 3WIRE 10AWG L5-30 25FT |  |  | 324.28
3 Phase Power Distribution | 0M-815485A-027 | ASSY WHIP 3WIRE 10AWG L5-30 27FT |  |  | 330.33
3 Phase Power Distribution | 0M-815485A-029 | ASSY WHIP 3WIRE 10AWG L5-30 29FT |  |  | 338.8
3 Phase Power Distribution | 0M-815485A-031 | ASSY WHIP 3WIRE 10AWG L5-30 31FT |  |  | 343.64
3 Phase Power Distribution | 0M-815485A-033 | ASSY WHIP 3WIRE 10AWG L5-30 33FT |  |  | 349.69
3 Phase Power Distribution | 0M-815485A-035 | ASSY WHIP 3WIRE 10AWG L5-30 35FT |  |  | 356.95
3 Phase Power Distribution | 0M-815485A-037 | ASSY WHIP 3WIRE 10AWG L5-30 37FT |  |  | 363
3 Phase Power Distribution | 0M-815485A-039 | ASSY WHIP 3WIRE 10AWG L5-30 39FT |  |  | 367.84
3 Phase Power Distribution | 0M-815485A-041 | ASSY WHIP 3WIRE 10AWG L5-30 41FT |  |  | 373.89
3 Phase Power Distribution | 0M-815485A-045 | ASSY WHIP 3WIRE 10AWG L5-30 45FT |  |  | 389.62
3 Phase Power Distribution | 0M-815485A-047 | ASSY WHIP 3WIRE 10AWG L5-30 47FT |  |  | 395.67
» Power Distribution » Configurable Power Distribution
| 0M-815486A-005 | ASSY WHIP 3WIRE 12AWG L6-15 5FT |  |  | 229.9
3 Phase Power Distribution » Power Distribution » Configurable Power Distribution
3 Phase Power Distribution | 0M-815486A-049 | ASSY WHIP 3WIRE 12AWG L6-15 49FT |  |  | 365.42
3 Phase Power Distribution | 0M-815487A-005 | ASSY WHIP 3WIRE 12AWG L6-20 5FT |  |  | 251.68
3 Phase Power Distribution | 0M-815487A-007 | ASSY WHIP 3WIRE 12AWG L6-20 7FT |  |  | 256.52
3 Phase Power Distribution | 0M-815487A-009 | ASSY WHIP 3WIRE 12AWG L6-20 9FT |  |  | 262.57
3 Phase Power Distribution | 0M-815487A-011 | ASSY WHIP 3WIRE 12AWG L6-20 11FT |  |  | 269.83
3 Phase Power Distribution | 0M-815487A-013 | ASSY WHIP 3WIRE 12AWG L6-20 13FT |  |  | 275.88
3 Phase Power Distribution | 0M-815487A-015 | ASSY WHIP 3WIRE 12AWG L6-20 15FT |  |  | 284.35
3 Phase Power Distribution | 0M-815487A-017 | ASSY WHIP 3WIRE 12AWG L6-20 17FT |  |  | 289.19
3 Phase Power Distribution | 0M-815487A-019 | ASSY WHIP 3WIRE 12AWG L6-20 19FT |  |  | 300.08
3 Phase Power Distribution | 0M-815487A-021 | ASSY WHIP 3WIRE 12AWG L6-20 21FT |  |  | 306.13
3 Phase Power Distribution | 0M-815487A-023 | ASSY WHIP 3WIRE 12AWG L6-20 23FT |  |  | 310.97
3 Phase Power Distribution | 0M-815487A-025 | ASSY WHIP 3WIRE 12AWG L6-20 25FT |  |  | 319.44
3 Phase Power Distribution | 0M-815487A-027 | ASSY WHIP 3WIRE 12AWG L6-20 27FT |  |  | 324.28
3 Phase Power Distribution | 0M-815487A-029 | ASSY WHIP 3WIRE 12AWG L6-20 29FT |  |  | 330.33
3 Phase Power Distribution | 0M-815487A-031 | ASSY WHIP 3WIRE 12AWG L6-20 31FT |  |  | 338.8
3 Phase Power Distribution | 0M-815487A-035 | ASSY WHIP 3WIRE 12AWG L6-20 35FT |  |  | 349.69
3 Phase Power Distribution | 0M-815487A-037 | ASSY WHIP 3WIRE 12AWG L6-20 37FT |  |  | 354.53
3 Phase Power Distribution | 0M-815487A-039 | ASSY WHIP 3WIRE 12AWG L6-20 39FT |  |  | 363
3 Phase Power Distribution | 0M-815487A-043 | ASSY WHIP 3WIRE 12AWG L6-20 43FT |  |  | 373.89
3 Phase Power Distribution | 0M-815488A-005 | ASSY WHIP 3WIRE 10AWG L6-30 5FT |  |  | 249.26
3 Phase Power Distribution | 0M-815488A-007 | ASSY WHIP 3WIRE 10AWG L6-30 7FT |  |  | 263.78
3 Phase Power Distribution | 0M-815488A-009 | ASSY WHIP 3WIRE 10AWG L6-30 9FT |  |  | 278.3
3 Phase Power Distribution | 0M-815488A-011 | ASSY WHIP 3WIRE 10AWG L6-30 11FT |  |  | 292.82
3 Phase Power Distribution | 0M-815488A-013 | ASSY WHIP 3WIRE 10AWG L6-30 13FT |  |  | 307.34
3 Phase Power Distribution | 0M-815488A-015 | ASSY WHIP 3WIRE 10AWG L6-30 15FT |  |  | 321.86
3 Phase Power Distribution | 0M-815488A-017 | ASSY WHIP 3WIRE 10AWG L6-30 17FT |  |  | 336.38
3 Phase Power Distribution | 0M-815488A-019 | ASSY WHIP 3WIRE 10AWG L6-30 19FT |  |  | 350.9
3 Phase Power Distribution | 0M-815488A-021 | ASSY WHIP 3WIRE 10AWG L6-30 21FT |  |  | 365.42
3 Phase Power Distribution | 0M-815488A-023 | ASSY WHIP 3WIRE 10AWG L6-30 23FT |  |  | 379.94
3 Phase Power Distribution | 0M-815488A-025 | ASSY WHIP 3WIRE 10AWG L6-30 25FT |  |  | 287.98
3 Phase Power Distribution | 0M-815488A-027 | ASSY WHIP 3WIRE 10AWG L6-30 27FT |  |  | 347.27
3 Phase Power Distribution | 0M-815488A-029 | ASSY WHIP 3WIRE 10AWG L6-30 29FT |  |  | 413.82
3 Phase Power Distribution | 0M-815488A-031 | ASSY WHIP 3WIRE 10AWG L6-30 31FT |  |  | 318.23
3 Phase Power Distribution | 0M-815488A-033 | ASSY WHIP 3WIRE 10AWG L6-30 33FT |  |  | 327.91
3 Phase Power Distribution | 0M-815488A-035 | ASSY WHIP 3WIRE 10AWG L6-30 35FT |  |  | 337.59
3 Phase Power Distribution | 0M-815488A-037 | ASSY WHIP 3WIRE 10AWG L6-30 37FT |  |  | 347.27
3 Phase Power Distribution | 0M-815488A-039 | ASSY WHIP 3WIRE 10AWG L6-30 39FT |  |  | 356.95
3 Phase Power Distribution | 0M-815488A-041 | ASSY WHIP 3WIRE 10AWG L6-30 41FT |  |  | 433.18
3 Phase Power Distribution | 0M-815488A-043 | ASSY WHIP 3WIRE 10AWG L6-30 43FT |  |  | 310.97
3 Phase Power Distribution | 0M-815488A-045 | ASSY WHIP 3WIRE 10AWG L6-30 45FT |  |  | 317.02
3 Phase Power Distribution | 0M-815488A-047 | ASSY WHIP 3WIRE 10AWG L6-30 47FT |  |  | 321.86
3 Phase Power Distribution | 0M-815488A-049 | ASSY WHIP 3WIRE 10AWG L6-30 49FT |  |  | 330.33
3 Phase Power Distribution | 0M-815488A-051 | ASSY WHIP 3WIRE 10AWG L6-30 51FT |  |  | 335.17
3 Phase Power Distribution | 0M-815488A-053 | ASSY WHIP 3WIRE 10AWG L6-30 53FT |  |  | 341.22
3 Phase Power Distribution | 0M-815488A-055 | ASSY WHIP 3WIRE 10AWG L6-30 55FT |  |  | 330.33
3 Phase Power Distribution | 0M-815488A-057 | ASSY WHIP 3WIRE 10AWG L6-30 57FT |  |  | 354.53
3 Phase Power Distribution | 0M-815488A-059 | ASSY WHIP 3WIRE 10AWG L6-30 59FT |  |  | 286.77
3 Phase Power Distribution | 0M-815488A-061 | ASSY WHIP 3WIRE 10AWG L6-30 61FT |  |  | 367.84
» Power Distribution » Configurable Power Distribution
| 0M-8577 | ISX ACCESORY BOX LARGE |  |  | 26.9225
| 0M-8578 | ISX ACCESORY BOX SMALL |  |  | 26.9225
» Power Distribution » Configurable Power Distribution
| PD40F6FK1-M | APC PDU 208V/208V W/ MBP | 208 3PH | 208 3PH, 120 | 33807.4
| PD40G6FK1-M | APC PDU 480V/208V W/ MBP | 480 3PH | 208 3PH, 120 | 35416.7
| PD60F6FK1 | APC 60KVA PDU W/ 208 PRI 208/120 SEC | 208 3PH | 120, 208 3PH | 31060.7
| PD60G6FK1 | APC 60KVA PDU W/ 480 PRI 208/120 SEC | 480 3PH | 208 3PH, 120 | 31060.7
| PDPB150G6F | InfraStruxure PDU, 150kVA, 416A, 480V:208V Isolation Transformer, 84 Poles, 1 Subfeed | 480 3PH | 208 3PH | 59271.85
| PDRPPNX10 | APC Xmerless PDU 208 V | 208 3PH | 120, 208 3PH | 27757.4
| PDRPPNX10-M | APC Xmerless PDU w/ MBP 208 V | 208 3PH | 208 3PH | 27624.3
» Power Distribution » Modular Power Accessories
| PDM1316IEC-3P | APC IT Power Distribution Module 3x1 Pole 3 Wire 16A 3xIEC309 300cm, 360cm, 420cm | 400 3PH | 230 | 2435.73
| PDM1320IEC-3P-1 | APC IT Power Distribution Module 3x1 Pole 3 Wire 20A 240V IEC309 260cm 380cm 500cm | 240 | 240 | 1350.965
| PDM1320IEC-3P-2 | APC IT Power Distribution Module 3x1 Pole 3 Wire 20A 240V IEC309 680cm 860cm 1040cm | 240 | 240 | 1750.265
| PDM1320IEC-3P-3 | APC IT Power Distribution Module 3x1 Pole 3 Wire 20A 240V IEC309 1680cm 1680cm 1680cm | 240 | 240 | 2129.6
| PDM1320L5-3P-1 | APC IT Power Distribution Module 3x1 Pole 3 Wire 20A 250V L5-20 UL 260cm 380cm 500cm | 208 3PH | 120 | 2382.49
| PDM1320L5-3P-2 | APC IT Power Distribution Module 3x1 Pole 3 Wire 20A 250V L5-20 UL 680cm 860cm 1040cm | 208 3PH | 120 | 3347.465
| PDM1320L5-3P-3 | APC IT Power Distribution Module 3x1 Pole 3 Wire 20A 240V L5-20 UL 1680cm 1680cm 1680cm | 208 3PH | 120 | 4838.185
| PDM1332IEC-3P | APC IT Power Distribution Module 3x1 Pole 3 Wire 32A 3xIEC309 300cm, 360cm, 420cm | 400 3PH | 230 | 2242.735
| PDM1332IEC-3P-2 | APC IT Power Distribution Module 3x1 Pole 3 Wire 32A 3xIEC309 480cm, 540cm, 600cm | 400 3PH | 230 | 2409.11
| PDM1332IEC-3P-3 | APC IT Power Distribution Module 3x1 Pole 3 Wire 32A 3xIEC309 660cm, 720cm, 780cm | 400 3PH | 230 | 2655.345
| PDM2316IEC-3P30R-1 | Pwr Dist. Mod. 3X1 Pole 3 Wire RCD 16A 3XIEC309 300cm, 360cm, 420cm | 400 3PH | 230 | 2429.075
| PDM2330L6-12-1200 | APC IT Power Distribution Module 2 Pole 3 Wire 30A L1-L2 L6-30 1200CM | 208 | 208 | 1650.44
| PDM2330L6-12-1400 | APC IT Power Distribution Module 2 Pole 3 Wire 30A L1-L2 L6-30 1400CM | 208 | 208 | 1763.575
| PDM2330L6-12-1680 | APC IT Power Distribution Module 2 Pole 3 Wire 30A L1-L2 L6-30 1680CM | 208 | 208 | 1923.295
| PDM2330L6-12-380 | APC IT Power Distribution Module 2 Pole 3 Wire 30A L1-L2 L6-30 380cm | 208 | 208 | 1156.639
| PDM2330L6-12-500 | APC IT Power Distribution Module 2 Pole 3 Wire 30A L1-L2 L6-30 500CM | 208 | 208 | 1191.245
| PDM2330L6-12-620 | APC IT Power Distribution Module 2 Pole 3 Wire 30A L1-L2 L6-30 620CM | 208 | 208 | 1252.471
| PDM2330L6-12-740 | APC IT Power Distribution Module 2 Pole 3 Wire 30A L1-L2 L6-30 740CM | 208 | 208 | 1309.704
| PDM2330L6-12-860 | APC IT Power Distribution Module 2 Pole 3 Wire 30A L1-L2 L6-30 860CM | 208 | 208 | 1344.31
| PDM2330L6-12-980 | APC IT Power Distribution Module 2 Pole 3 Wire 30A L1-L2 L6-30 980CM | 208 | 208 | 1384.24
| PDM2330L6-23-1200 | APC IT Power Distribution Module 2 Pole 3 Wire 30A L2-L3 L6-30 1200CM | 208 | 208 | 1637.13
| PDM2330L6-23-1400 | APC IT Power Distribution Module 2 Pole 3 Wire 30A L2-L3 L6-30 1400CM | 208 | 208 | 1750.265
| PDM2330L6-23-1680 | APC IT Power Distribution Module 2 Pole 3 Wire 30A L2-L3 L6-30 1680CM | 208 | 208 | 1923.295
| PDM2330L6-23-380 | APC IT Power Distribution Module 2 Pole 3 Wire 30A L2-L3 L6-30 380CM | 208 | 208 | 1156.639
| PDM2330L6-23-500 | APC IT Power Distribution Module 2 Pole 3 Wire 30A L2-L3 L6-30 500CM | 208 | 208 | 1189.914
| PDM2330L6-23-620 | APC IT Power Distribution Module 2 Pole 3 Wire 30A L2-L3 L6-30 620CM | 208 | 208 | 1255.133
| PDM2330L6-23-740 | APC IT Power Distribution Module 2 Pole 3 Wire 30A L2-L3 L6-30 740CM | 208 | 208 | 1308.373
| PDM2330L6-23-860 | APC IT Power Distribution Module 2 Pole 3 Wire 30A L2-L3 L6-30 860CM | 208 | 208 | 1344.31
| PDM2330L6-23-980 | APC IT Power Distribution Module 2 Pole 3 Wire 30A L2-L3 L6-30 980CM | 208 | 208 | 1390.895
| PDM2330L6-31-1200 | APC IT Power Distribution Module 2 Pole 3 Wire 30A L3-L1 L6-30 1200CM | 208 | 208 | 1637.13
| PDM2330L6-31-1400 | APC IT Power Distribution Module 2 Pole 3 Wire 30A L3-L1 L6-30 1400CM | 208 | 208 | 1750.265
| PDM2330L6-31-1680 | APC IT Power Distribution Module 2 Pole 3 Wire 30A L3-L1 L6-30 1680CM | 208 | 208 | 1929.95
| PDM2330L6-31-380 | APC IT Power Distribution Module 2 Pole 3 Wire 30A L3-L1 L6-30 380CM | 208 | 208 | 1157.97
| PDM2330L6-31-500 | APC IT Power Distribution Module 2 Pole 3 Wire 30A L3-L1 L6-30 500CM | 208 | 208 | 1187.252
| PDM2330L6-31-620 | APC IT Power Distribution Module 2 Pole 3 Wire 30A L3-L1 L6-30 620CM | 208 | 208 | 1251.14
| PDM2330L6-31-740 | APC IT Power Distribution Module 2 Pole 3 Wire 30A L3-L1 L6-30 740CM | 208 | 208 | 1308.373
| PDM2330L6-31-860 | APC IT Power Distribution Module 2 Pole 3 Wire 30A L3-L1 L6-30 860CM | 208 | 208 | 1344.31
| PDM2330L6-31-980 | APC IT Power Distribution Module 2 Pole 3 Wire 30A L3-L1 L6-30 980CM | 208 | 208 | 1384.24
| PDM2332IEC-3P30R-1 | PWR Dist. Mod. 3x1 POLE 3 WIRE RCD 32A 3xIEC309 300CM, 360CM, 420CM | 400 3PH | 230 | 2136.255
| PDM2332IEC-3P30R-2 | Power Dist. Mod. 3x1 POLE 3 Wire RCD 32A 3xIEC309 480CM, 540CM, 600CM | 400 3PH | 230 | 2335.905
| PDM2332IEC-3P30R-3 | Power Dist. Mod. 3x1 POLE 3 Wire RCD 32A 3xIEC309 660CM, 720CM, 780CM | 400 3PH | 230 | 2588.795
3 Phase Power Distribution » Power Distribution » Modular Power Accessories
3 Phase Power Distribution | PDM3430L1530-3P-1040 | IT Power Distribution Module 1x3 Pole 4 Wire 30A L1530 1040CM | 208 3PH | 120 | 2129.6
3 Phase Power Distribution | PDM3430L1530-3P-1680 | IT POWER DISTRIBUTION MODULE 1X3 POLE 4 WIRE 30A L1530 1680CM | 208 3PH | 120 | 2708.585
3 Phase Power Distribution | PDM3430L1530-3P-200 | IT Power Distribution Module 1x3 Pole 4 Wire 30A L1530 200CM | 208 3PH | 120 | 1430.825
3 Phase Power Distribution | PDM3430L1530-3P-260 | IT Power Distribution Module 1x3 Pole 4 Wire 30A L1530 260CM | 208 3PH | 120 | 1484.065
3 Phase Power Distribution | PDM3430L1530-3P-320 | IT Power Distribution Module 1x3 Pole 4 Wire 30A L1530 320CM | 208 3PH | 120 | 1530.65
3 Phase Power Distribution | PDM3430L1530-3P-380 | IT Power Distribution Module 1x3 Pole 4 Wire 30A L1530 380CM | 208 3PH | 120 | 1583.89
3 Phase Power Distribution | PDM3430L1530-3P-440 | IT Power Distribution Module 1x3 Pole 4 Wire 30A L1530 440CM | 208 3PH | 120 | 1630.475
3 Phase Power Distribution | PDM3430L1530-3P-500 | IT Power Distribution Module 1x3 Pole 4 Wire 30A L1530 500CM | 208 3PH | 120 | 1743.61
3 Phase Power Distribution | PDM3430L1530-3P-560 | IT Power Distribution Module 1x3 Pole 4 Wire 30A L1530 560CM | 208 3PH | 120 | 1730.3
3 Phase Power Distribution | PDM3430L1530-3P-620 | IT Power Distribution Module 1x3 Pole 4 Wire 30A L1530 620CM | 208 3PH | 120 | 1783.54
3 Phase Power Distribution | PDM3430L1530-3P-680 | IT Power Distribution Module 1x3 Pole 4 Wire 30A L1530 680CM | 208 3PH | 120 | 1830.125
3 Phase Power Distribution | PDM3430L1530-3P-740 | IT Power Distribution Module 1x3 Pole 4 Wire 30A L1530 740CM | 208 3PH | 120 | 1883.365
3 Phase Power Distribution | PDM3430L1530-3P-800 | IT Power Distribution Module 1x3 Pole 4 Wire 30A L1530 800CM | 208 3PH | 120 | 1929.95
3 Phase Power Distribution | PDM3430L1530-3P-860 | IT Power Distribution Module 1x3 Pole 4 Wire 30A L1530 860CM | 208 3PH | 120 | 1983.19
3 Phase Power Distribution | PDM3430L1530-3P-920 | IT Power Distribution Module 1x3 Pole 4 Wire 30A L1530 920CM | 208 3PH | 120 | 2029.775
3 Phase Power Distribution | PDM3430L1530-3P-980 | IT Power Distribution Module 1x3 Pole 4 Wire 30A L1530 980CM | 208 3PH | 120 | 2083.015
» Power Distribution » Modular Power Accessories
| PDM3450CS50-1040 | APC IT Power Distribution Module 3 Pole 4 Wire 50A CS50 1040cm | 208 3PH | 208 3PH | 3553.77
| PDM3450CS50-1680 | APC IT Power Distribution Module 3 Pole 4 Wire 50A CS50 1680CM | 208 3PH | 208 3PH | 4738.36
| PDM3450CS50-200 | APC IT Power Distribution Module 3 Pole 4 Wire 50A CS50 200cm | 208 3PH | 208 3PH | 2169.53
| PDM3450CS50-260 | APC IT Power Distribution Module 3 Pole 4 Wire 50A CS50 260cm | 208 3PH | 208 3PH | 2335.905
| PDM3450CS50-320 | APC IT Power Distribution Module 3 Pole 4 Wire 50A CS50 320cm | 208 3PH | 208 3PH | 2382.49
| PDM3450CS50-380 | APC IT Power Distribution Module 3 Pole 4 Wire 50A CS50 380cm | 208 3PH | 208 3PH | 2502.28
| PDM3450CS50-440 | APC IT Power Distribution Module 3 Pole 4 Wire 50A CS50 440cm | 208 3PH | 208 3PH | 2602.105
| PDM3450CS50-500 | APC IT Power Distribution Module 3 Pole 4 Wire 50A CS50 500cm | 208 3PH | 208 3PH | 2642.035
| PDM3450CS50-560 | APC IT Power Distribution Module 3 Pole 4 Wire 50A CS50 560cm | 208 3PH | 208 3PH | 2815.065
| PDM3450CS50-620 | APC IT Power Distribution Module 3 Pole 4 Wire 50A CS50 620cm | 208 3PH | 208 3PH | 2861.65
| PDM3450CS50-680 | APC IT Power Distribution Module 3 Pole 4 Wire 50A CS50 680cm | 208 3PH | 208 3PH | 3041.335
| PDM3450CS50-740 | APC IT Power Distribution Module 3 Pole 4 Wire 50A CS50 740c | 208 3PH | 208 3PH | 3087.92
| PDM3450CS50-800 | APC IT Power Distribution Module 3 Pole 4 Wire 50A CS50 800cm | 208 3PH | 208 3PH | 3194.4
| PDM3450CS50-860 | APC IT Power Distribution Module 3 Pole 4 Wire 50A CS50 860cm | 208 3PH | 208 3PH | 3420.67
| PDM3450CS50-920 | APC IT Power Distribution Module 3 Pole 4 Wire 50A CS50 920cm | 208 3PH | 208 3PH | 3400.705
| PDM3450CS50-980 | APC IT Power Distribution Module 3 Pole 4 Wire 50A CS50 980cm | 208 3PH | 208 3PH | 3553.77
| PDM3460IEC309-1040 | APC IT Power Distribution Module 3 Pole 4 Wire 60A IEC309 1040cm | 208 3PH | 208 3PH | 4778.29
| PDM3460IEC309-1680 | APC IT Power Distribution Module 3 Pole 4 Wire 60A IEC309 1680cm | 208 3PH | 208 3PH | 6222.425
| PDM3460IEC309-200 | APC IT Power Distribution Module 3 Pole 4 Wire 60A IEC309 200cm | 208 3PH | 208 3PH | 2761.825
| PDM3460IEC309-260 | APC IT POWER DISTRIBUTION MODULE 3 POLE 4 WIRE 60A IEC309 260CM | 208 3PH | 208 3PH | 2914.89
| PDM3460IEC309-320 | APC IT Power Distribution Module 3 Pole 4 Wire 60A IEC309 320cm | 208 3PH | 208 3PH | 3087.92
| PDM3460IEC309-380 | APC IT Power Distribution Module 3 Pole 4 Wire 60A IEC309 380cm | 208 3PH | 208 3PH | 3154.47
| PDM3460IEC309-440 | APC IT Power Distribution Module 3 Pole 4 Wire 60A IEC309 440cm | 208 3PH | 208 3PH | 3360.775
| PDM3460IEC309-500 | APC IT Power Distribution Module 3 Pole 4 Wire 60A IEC309 500cm | 208 3PH | 208 3PH | 3473.91
| PDM3460IEC309-560 | APC IT Power Distribution Module 3 Pole 4 Wire 60A IEC309 560cm | 208 3PH | 208 3PH | 3626.975
| PDM3460IEC309-620 | APC IT Power Distribution Module 3 Pole 4 Wire 60A IEC309 620cm | 208 3PH | 208 3PH | 3773.385
| PDM3460IEC309-680 | APC IT Power Distribution Module 3 Pole 4 Wire 60A IEC309 680cm | 208 3PH | 208 3PH | 3906.485
| PDM3460IEC309-740 | APC IT Power Distribution Module 3 Pole 4 Wire 60A IEC309 740cm | 208 3PH | 208 3PH | 4052.895
| PDM3460IEC309-800 | APC IT Power Distribution Module 3 Pole 4 Wire 60A IEC309 800cm | 208 3PH | 208 3PH | 4205.96
| PDM3460IEC309-860 | APC IT Power Distribution Module 3 Pole 4 Wire 60A IEC309 860cm | 208 3PH | 208 3PH | 4285.82
| PDM3460IEC309-920 | APC IT Power Distribution Module 3 Pole 4 Wire 60A IEC309 920cm | 208 3PH | 208 3PH | 4472.16
| PDM3460IEC309-980 | APC IT Power Distribution Module 3 Pole 4 Wire 60A IEC309 980cm | 208 3PH | 208 3PH | 4598.605
| PDM3516IEC-1040 | APC IT Power Distribution Module 3 Pole 5 Wire 16A IEC309 1040cm | 400 3PH | 400 3PH, 230 | 1289.739
| PDM3516IEC-140 | APC IT Power Distribution Module 3 Pole 5 Wire 16A IEC309 140cm | 400 3PH | 230, 400 3PH | 931.7
| PDM3516IEC-200 | APC IT Power Distribution Module 3 Pole 5 Wire 16A IEC309 200cm | 400 3PH | 400 3PH, 230 | 1184.59
| PDM3516IEC-260 | APC IT Power Distribution Module 3 Pole 5 Wire 16A IEC309 260cm | 400 3PH | 230, 400 3PH | 1119.371
| PDM3516IEC-320 | APC IT Power Distribution Module 3 Pole 5 Wire 16A IEC309 320cm | 400 3PH | 230, 400 3PH | 1240.492
| PDM3516IEC-380 | APC IT Power Distribution Module 3 Pole 5 Wire 16A IEC309 380cm | 400 3PH | 230, 400 3PH | 1267.112
| PDM3516IEC-440 | APC IT Power Distribution Module 3 Pole 5 Wire 16A IEC309 440cm | 400 3PH | 400 3PH, 230 | 1160.632
| PDM3516IEC-500 | APC IT Power Distribution Module 3 Pole 5 Wire 16A IEC309 500cm | 400 3PH | 230, 400 3PH | 1281.753
| PDM3516IEC-560 | APC IT Power Distribution Module 3 Pole 5 Wire 16A IEC309 560cm | 400 3PH | 400 3PH, 230 | 1292.401
| PDM3516IEC-620 | APC IT Power Distribution Module 3 Pole 5 Wire 16A IEC309 620cm | 400 3PH | 230, 400 3PH | 1570.58
| PDM3516IEC-680 | APC IT Power Distribution Module 3 Pole 5 Wire 16A IEC309 680cm | 400 3PH | 230, 400 3PH | 1530.65
| PDM3516IEC-740 | APC IT Power Distribution Module 3 Pole 5 Wire 16A IEC309 740cm | 400 3PH | 400 3PH, 230 | 1603.855
| PDM3516IEC-800 | APC IT Power Distribution Module 3 Pole 5 Wire 16A IEC309 800cm | 400 3PH | 230, 400 3PH | 1543.96
| PDM3516IEC-860 | APC IT Power Distribution Module 3 Pole 5 Wire 16A IEC309 860cm | 400 3PH | 230, 400 3PH | 1248.478
| PDM3516IEC-920 | APC IT Power Distribution Module 3 Pole 5 Wire 16A IEC309 920cm | 400 3PH | 400 3PH, 230 | 1263.119
| PDM3516IEC-980 | APC IT Power Distribution Module 3 Pole 5 Wire 16A IEC309 980cm | 400 3PH | 400 3PH, 230 | 1277.76
| PDM3520IEC309-1040 | APC IT Power Distribution Module 3 Pole 5 Wire 20A 240V IEC309 1040cm | 230 | 240 | 1424.17
| PDM3520IEC309-1680 | APC IT Power Distribution Module 3 Pole 5 Wire 20A 240V IEC309 1680cm | 230 | 240 | 1610.51
| PDM3520IEC309-200 | APC IT Power Distribution Module 3 Pole 5 Wire 20A 240V IEC309 200cm | 230 | 240 | 1244.485
| PDM3520IEC309-260 | APC IT Power Distribution Module 3 Pole 5 Wire 20A 240V IEC309 260cm | 230 | 240 | 1261.788
| PDM3520IEC309-320 | APC IT Power Distribution Module 3 Pole 5 Wire 20A 240V IEC309 320cm | 230 | 240 | 1260.457
| PDM3520IEC309-380 | APC IT Power Distribution Module 3 Pole 5 Wire 20A 240V IEC309 380cm | 230 | 240 | 1252.471
3 Phase Power Distribution » Power Distribution » Modular Power Accessories
3 Phase Power Distribution | PDM3520IEC309-3P-1040 | IT Power Distribution Module 1x3 Pole 5 Wire 20A IEC309 1040CM | 208 3PH | 120 | 1321.683
3 Phase Power Distribution | PDM3520IEC309-3P-1680 | IT Power Distribution Module 1x3 Pole 5 Wire 20A IEC309 1680CM | 230 | 240 | 1484.065
3 Phase Power Distribution | PDM3520IEC309-3P-200 | IT Power Distribution Module 1x3 Pole 5 Wire 20A IEC309 200CM | 230 | 240 | 1225.851
3 Phase Power Distribution | PDM3520IEC309-3P-260 | IT Power Distribution Module 1x3 Pole 5 Wire 20A IEC309 260CM | 230 | 240 | 1107.392
3 Phase Power Distribution | PDM3520IEC309-3P-320 | IT Power Distribution Module 1x3 Pole 5 Wire 20A IEC309 320CM | 230 | 240 | 1148.653
3 Phase Power Distribution | PDM3520IEC309-3P-380 | IT Power Distribution Module 1x3 Pole 5 Wire 20A IEC309 380CM | 230 | 240 | 1134.012
3 Phase Power Distribution | PDM3520IEC309-3P-440 | IT Power Distribution Module 1x3 Pole 5 Wire 20A IEC309 440CM | 230 | 240 | 1175.273
3 Phase Power Distribution | PDM3520IEC309-3P-500 | IT Power Distribution Module 1x3 Pole 5 Wire 20A IEC309 500CM | 230 | 240 | 1167.287
3 Phase Power Distribution | PDM3520IEC309-3P-560 | IT Power Distribution Module 1x3 Pole 5 Wire 20A IEC309 560CM | 230 | 240 | 1207.217
3 Phase Power Distribution | PDM3520IEC309-3P-620 | IT Power Distribution Module 1x3 Pole 5 Wire 20A IEC309 620CM | 230 | 240 | 1196.569
3 Phase Power Distribution | PDM3520IEC309-3P-680 | IT Power Distribution Module 1x3 Pole 5 Wire 20A IEC309 680CM | 230 | 240 | 1213.872
3 Phase Power Distribution | PDM3520IEC309-3P-740 | IT Power Distribution Module 1x3 Pole 5 Wire 20A IEC309 740CM | 230 | 240 | 1252.471
3 Phase Power Distribution | PDM3520IEC309-3P-800 | IT Power Distribution Module 1x3 Pole 5 Wire 20A IEC309 800CM | 230 | 240 | 1267.112
3 Phase Power Distribution | PDM3520IEC309-3P-860 | IT Power Distribution Module 1x3 Pole 5 Wire 20A IEC309 860CM | 230 | 240 | 1252.471
3 Phase Power Distribution | PDM3520IEC309-3P-920 | IT Power Distribution Module 1x3 Pole 5 Wire 20A IEC309 920CM | 230 | 240 | 1296.394
3 Phase Power Distribution | PDM3520IEC309-3P-980 | IT Power Distribution Module 1x3 Pole 5 Wire 20A IEC309 980CM | 230 | 240 | 1307.042
» Power Distribution » Modular Power Accessories
| PDM3520IEC309-440 | APC IT Power Distribution Module 3 Pole 5 Wire 20A 240V IEC309 440cm | 230 | 240 | 1293.732
| PDM3520IEC309-500 | APC IT Power Distribution Module 3 Pole 5 Wire 20A 240V IEC309 500cm | 230 | 240 | 1337.655
| PDM3520IEC309-560 | APC IT Power Distribution Module 3 Pole 5 Wire 20A 240V IEC309 560cm | 230 | 240 | 1325.676
| PDM3520IEC309-620 | APC IT Power Distribution Module 3 Pole 5 Wire 20A 240V IEC309 620cm | 230 | 240 | 1344.31
| PDM3520IEC309-680 | APC IT Power Distribution Module 3 Pole 5 Wire 20A 240V IEC309 680cm | 230 | 240 | 1357.62
| PDM3520IEC309-740 | APC IT Power Distribution Module 3 Pole 5 Wire 20A 240V IEC309 740cm | 230 | 240 | 1337.655
| PDM3520IEC309-800 | APC IT Power Distribution Module 3 Pole 5 Wire 20A 240V IEC309 800cm | 230 | 240 | 1350.965
| PDM3520IEC309-860 | APC IT Power Distribution Module 3 Pole 5 Wire 20A 240V IEC309 860cm | 230 | 240 | 1397.55
| PDM3520IEC309-920 | APC IT Power Distribution Module 3 Pole 5 Wire 20A 240V IEC309 920cm | 230 | 240 | 1404.205
| PDM3520IEC309-980 | APC IT Power Distribution Module 3 Pole 5 Wire 20A 240V IEC309 980cm | 230 | 240 | 1390.895
| PDM3520L2120-1040 | APC IT Power Distribution Module 3 Pole 5 Wire 20A L21-20 1040cm | 208 3PH | 120 | 1610.51
| PDM3520L2120-1680 | APC IT Power Distribution Module 3 Pole 5 Wire 20A L21-20 1680cm | 208 3PH | 120 | 1923.295
| PDM3520L2120-200 | APC IT Power Distribution Module 3 Pole 5 Wire 20A L21-20 200cm | 208 3PH | 120 | 1200.562
| PDM3520L2120-260 | APC IT Power Distribution Module 3 Pole 5 Wire 20A L21-20 260cm | 208 3PH | 120 | 1215.203
| PDM3520L2120-320 | APC IT Power Distribution Module 3 Pole 5 Wire 20A L21-20 320cm | 208 3PH | 120 | 1255.133
| PDM3520L2120-380 | APC IT Power Distribution Module 3 Pole 5 Wire 20A L21-20 380cm | 208 3PH | 120 | 1268.443
3 Phase Power Distribution » Power Distribution » Modular Power Accessories
3 Phase Power Distribution | PDM3520L2120-3P-1040 | IT Power Distribution Module 1x3 Pole 5 Wire 20A L2120 1040CM | 208 3PH | 120 | 1523.995
3 Phase Power Distribution | PDM3520L2120-3P-200 | IT Power Distribution Module 1x3 Pole 5 Wire 20A L2120 200CM | 208 3PH | 120 | 1011.56
3 Phase Power Distribution | PDM3520L2120-3P-260 | IT Power Distribution Module 1x3 Pole 5 Wire 20A L2120 260CM | 208 3PH | 120 | 1078.11
3 Phase Power Distribution | PDM3520L2120-3P-320 | IT Power Distribution Module 1x3 Pole 5 Wire 20A L2120 320CM | 208 3PH | 120 | 1172.611
3 Phase Power Distribution | PDM3520L2120-3P-380 | IT Power Distribution Module 1x3 Pole 5 Wire 20A L2120 380CM | 208 3PH | 120 | 1157.97
3 Phase Power Distribution | PDM3520L2120-3P-440 | IT Power Distribution Module 1x3 Pole 5 Wire 20A L2120 440CM | 208 3PH | 120 | 1189.914
3 Phase Power Distribution | PDM3520L2120-3P-500 | IT Power Distribution Module 1x3 Pole 5 Wire 20A L2120 500CM | 208 3PH | 120 | 1260.457
3 Phase Power Distribution | PDM3520L2120-3P-560 | IT Power Distribution Module 1x3 Pole 5 Wire 20A L2120 560CM | 208 3PH | 120 | 1292.401
3 Phase Power Distribution | PDM3520L2120-3P-620 | IT Power Distribution Module 1x3 Pole 5 Wire 20A L2120 620CM | 208 3PH | 120 | 1319.021
3 Phase Power Distribution | PDM3520L2120-3P-680 | IT Power Distribution Module 1x3 Pole 5 Wire 20A L2120 680CM | 208 3PH | 120 | 1304.38
3 Phase Power Distribution | PDM3520L2120-3P-740 | IT Power Distribution Module 1x3 Pole 5 Wire 20A L2120 740CM | 208 3PH | 120 | 1377.585
3 Phase Power Distribution | PDM3520L2120-3P-800 | IT Power Distribution Module 1x3 Pole 5 Wire 20A L2120 800CM | 208 3PH | 120 | 1364.275
3 Phase Power Distribution | PDM3520L2120-3P-860 | IT Power Distribution Module 1x3 Pole 5 Wire 20A L2120 860CM | 208 3PH | 120 | 1437.48
3 Phase Power Distribution | PDM3520L2120-3P-920 | IT Power Distribution Module 1x3 Pole 5 Wire 20A L2120 920CM | 208 3PH | 120 | 1424.17
3 Phase Power Distribution | PDM3520L2120-3P-980 | IT Power Distribution Module 1x3 Pole 5 Wire 20A L2120 980CM | 208 3PH | 120 | 1464.1
» Power Distribution » Modular Power Accessories
| PDM3520L2120-440 | APC IT Power Distribution Module 3 Pole 5 Wire 20A L21-20 440cm | 208 3PH | 120 | 1307.042
| PDM3520L2120-500 | APC IT Power Distribution Module 3 Pole 5 Wire 20A L21-20 500cm | 208 3PH | 120 | 1328.338
| PDM3520L2120-560 | APC IT Power Distribution Module 3 Pole 5 Wire 20A L21-20 560cm | 208 3PH | 120 | 1370.93
| PDM3520L2120-620 | APC IT Power Distribution Module 3 Pole 5 Wire 20A L21-20 620cm | 208 3PH | 120 | 1404.205
| PDM3520L2120-680 | APC IT Power Distribution Module 3 Pole 5 Wire 20A L21-20 680cm | 208 3PH | 120 | 1437.48
| PDM3520L2120-740 | APC IT Power Distribution Module 3 Pole 5 Wire 20A L21-20 740cm | 208 3PH | 120 | 1450.79
| PDM3520L2120-800 | APC IT Power Distribution Module 3 Pole 5 Wire 20A L21-20 800cm | 208 3PH | 120 | 1484.065
| PDM3520L2120-860 | APC IT Power Distribution Module 3 Pole 5 Wire 20A L21-20 860cm | 208 3PH | 120 | 1504.03
| PDM3520L2120-920 | APC IT Power Distribution Module 3 Pole 5 Wire 20A L21-20 920cm | 208 3PH | 120 | 1543.96
| PDM3520L2120-980 | APC IT Power Distribution Module 3 Pole 5 Wire 20A L21-20 980cm | 208 3PH | 120 | 1570.58
| PDM3530L2130-1040 | APC IT Power Distribution Module 3 Pole 5 Wire 30A L21-30 1040cm | 208 3PH | 120 | 2402.455
| PDM3530L2130-1680 | APC IT Power Distribution Module 3 Pole 5 Wire 30A L21-30 1680cm | 208 3PH | 120 | 3107.885
| PDM3530L2130-200 | APC IT Power Distribution Module 3 Pole 5 Wire 30A L21-30 200cm | 208 3PH | 120 | 1543.96
| PDM3530L2130-260 | APC IT Power Distribution Module 3 Pole 5 Wire 30A L21-30 260cm | 208 3PH | 120 | 1610.51
| PDM3530L2130-320 | APC IT Power Distribution Module 3 Pole 5 Wire 30A L21-30 320cm | 208 3PH | 120 | 1643.785
| PDM3530L2130-380 | APC IT Power Distribution Module 3 Pole 5 Wire 30A L21-30 380cm | 208 3PH | 120 | 1723.645
3 Phase Power Distribution » Power Distribution » Modular Power Accessories
3 Phase Power Distribution | PDM3530L2130-3P-1040 | IT Power Distribution Module 1x3 Pole 5 Wire 30A L2130 1040CM | 208 3PH | 120 | 2256.045
3 Phase Power Distribution | PDM3530L2130-3P-1680 | IT Power Distribution Module 1x3 Pole 5 Wire 30A L2130 1680CM | 208 3PH | 120 | 2881.615
3 Phase Power Distribution | PDM3530L2130-3P-200 | IT Power Distribution Module 1x3 Pole 5 Wire 30A L2130 200CM | 208 3PH | 120 | 1484.065
3 Phase Power Distribution | PDM3530L2130-3P-260 | IT Power Distribution Module 1x3 Pole 5 Wire 30A L2130 260CM | 208 3PH | 120 | 1457.445
3 Phase Power Distribution | PDM3530L2130-3P-320 | IT Power Distribution Module 1x3 Pole 5 Wire 30A L2130 320CM | 208 3PH | 120 | 1517.34
3 Phase Power Distribution | PDM3530L2130-3P-380 | IT Power Distribution Module 1x3 Pole 5 Wire 30A L2130 380CM | 208 3PH | 120 | 1577.235
3 Phase Power Distribution | PDM3530L2130-3P-440 | IT Power Distribution Module 1x3 Pole 5 Wire 30A L2130 440CM | 208 3PH | 120 | 1630.475
3 Phase Power Distribution | PDM3530L2130-3P-500 | IT Power Distribution Module 1x3 Pole 5 Wire 30A L2130 500CM | 208 3PH | 120 | 1697.025
3 Phase Power Distribution | PDM3530L2130-3P-560 | IT Power Distribution Module 1x3 Pole 5 Wire 30A L2130 560CM | 208 3PH | 120 | 1756.92
3 Phase Power Distribution | PDM3530L2130-3P-620 | IT Power Distribution Module 1x3 Pole 5 Wire 30A L2130 620CM | 208 3PH | 120 | 1863.4
3 Phase Power Distribution | PDM3530L2130-3P-680 | IT Power Distribution Module 1x3 Pole 5 Wire 30A L2130 680CM | 208 3PH | 120 | 1883.365
3 Phase Power Distribution | PDM3530L2130-3P-740 | IT Power Distribution Module 1x3 Pole 5 Wire 30A L2130 740CM | 208 3PH | 120 | 1936.605
3 Phase Power Distribution | PDM3530L2130-3P-800 | IT Power Distribution Module 1x3 Pole 5 Wire 30A L2130 800CM | 208 3PH | 120 | 2003.155
3 Phase Power Distribution | PDM3530L2130-3P-860 | IT Power Distribution Module 1x3 Pole 5 Wire 30A L2130 860CM | 208 3PH | 120 | 2089.67
3 Phase Power Distribution | PDM3530L2130-3P-920 | IT Power Distribution Module 1x3 Pole 5 Wire 30A L2130 920CM | 208 3PH | 120 | 2142.91
3 Phase Power Distribution | PDM3530L2130-3P-980 | IT Power Distribution Module 1x3 Pole 5 Wire 30A L2130 980CM | 208 3PH | 120 | 2182.84
» Power Distribution » Modular Power Accessories
| PDM3530L2130-440 | APC IT Power Distribution Module 3 Pole 5 Wire 30A L21-30 440cm | 208 3PH | 120 | 1783.54
| PDM3530L2130-500 | APC IT Power Distribution Module 3 Pole 5 Wire 30A L21-30 500cm | 208 3PH | 120 | 1836.78
| PDM3530L2130-560 | APC IT Power Distribution Module 3 Pole 5 Wire 30A L21-30 560cm | 208 3PH | 120 | 1890.02
| PDM3530L2130-620 | APC IT Power Distribution Module 3 Pole 5 Wire 30A L21-30 620cm | 208 3PH | 120 | 1969.88
| PDM3530L2130-680 | APC IT Power Distribution Module 3 Pole 5 Wire 30A L21-30 680cm | 208 3PH | 120 | 2036.43
| PDM3530L2130-740 | APC IT Power Distribution Module 3 Pole 5 Wire 30A L21-30 740c | 208 3PH | 120 | 2109.635
| PDM3530L2130-800 | APC IT Power Distribution Module 3 Pole 5 Wire 30A L21-30 800cm | 208 3PH | 120 | 2156.22
| PDM3530L2130-860 | APC IT Power Distribution Module 3 Pole 5 Wire 30A L21-30 860cm | 208 3PH | 120 | 2242.735
| PDM3530L2130-920 | APC IT Power Distribution Module 3 Pole 5 Wire 30A L21-30 920cm | 208 3PH | 120 | 2269.355
| PDM3530L2130-980 | APC IT Power Distribution Module 3 Pole 5 Wire 30A L21-30 980cm | 208 3PH | 120 | 2389.145
| PDM3532IEC-1040 | APC IT Power Distribution Module 3 Pole 5 Wire 32A IEC309 1040cm | 400 3PH | 400 3PH, 230 | 1504.03
| PDM3532IEC-200 | APC IT Power Distribution Module 3 Pole 5 Wire 32A IEC309 200cm | 400 3PH | 400 3PH, 230 | 1245.816
| PDM3532IEC-260 | APC IT Power Distribution Module 3 Pole 5 Wire 32A IEC309 260cm | 400 3PH | 230, 400 3PH | 1397.55
| PDM3532IEC-320 | APC IT Power Distribution Module 3 Pole 5 Wire 32A IEC309 320cm | 400 3PH | 400 3PH, 230 | 1377.585
| PDM3532IEC-380 | APC IT Power Distribution Module 3 Pole 5 Wire 32A IEC309 380cm | 400 3PH | 400 3PH, 230 | 1243.154
| PDM3532IEC-440 | APC IT Power Distribution Module 3 Pole 5 Wire 32A IEC309 440cm | 400 3PH | 400 3PH, 230 | 1265.781
| PDM3532IEC-500 | APC IT Power Distribution Module 3 Pole 5 Wire 32A IEC309 500cm | 400 3PH | 400 3PH, 230 | 1281.753
| PDM3532IEC-560 | APC IT Power Distribution Module 3 Pole 5 Wire 32A IEC309 560cm | 400 3PH | 230, 400 3PH | 1497.375
| PDM3532IEC-620 | APC IT Power Distribution Module 3 Pole 5 Wire 32A IEC309 620cm | 400 3PH | 400 3PH, 230 | 1301.718
| PDM3532IEC-680 | APC IT Power Distribution Module 3 Pole 5 Wire 32A IEC309 680cm | 400 3PH | 400 3PH, 230 | 1316.359
| PDM3532IEC-740 | APC IT Power Distribution Module 3 Pole 5 Wire 32A IEC309 740cm | 400 3PH | 400 3PH, 230 | 1331
| PDM3532IEC-800 | APC IT Power Distribution Module 3 Pole 5 Wire 32A IEC309 800cm | 400 3PH | 400 3PH, 230 | 1350.965
| PDM3532IEC-860 | APC IT Power Distribution Module 3 Pole 5 Wire 32A IEC309 860cm | 400 3PH | 230, 400 3PH | 1364.275
| PDM3532IEC-920 | APC IT Power Distribution Module 3 Pole 5 Wire 32A IEC309 920cm | 400 3PH | 230, 400 3PH | 1570.58
| PDM3532IEC-980 | APC IT Power Distribution Module 3 Pole 5 Wire 32A IEC309 980cm | 400 3PH | 400 3PH, 230 | 1390.895
| PDM3540IEC309-1040 | APC IT Power Distribution Module 3 Pole 5 Wire 40A IEC 309 1040cm | 415 3PH | 240 | 3973.035
| PDM3540IEC309-1680 | APC IT Power Distribution Module 3 Pole 5 Wire 40A IEC 309 1680cm | 415 3PH | 240 | 5277.415
| PDM3540IEC309-200 | APC IT Power Distribution Module 3 Pole 5 Wire 40A IEC 309 200cm | 415 3PH | 240 | 2202.805
| PDM3540IEC309-260 | APC IT Power Distribution Module 3 Pole 5 Wire 40A IEC 309 260cm | 415 3PH | 240 | 2382.49
| PDM3540IEC309-320 | APC IT Power Distribution Module 3 Pole 5 Wire 40A IEC 309 320cm | 415 3PH | 240 | 2508.935
| PDM3540IEC309-380 | APC IT Power Distribution Module 3 Pole 5 Wire 40A IEC 309 380cm | 415 3PH | 240 | 2622.07
| PDM3540IEC309-440 | APC IT Power Distribution Module 3 Pole 5 Wire 40A IEC 309 440cm | 415 3PH | 240 | 2748.515
| PDM3540IEC309-500 | APC IT Power Distribution Module 3 Pole 5 Wire 40A IEC 309 500cm | 415 3PH | 240 | 2861.65
| PDM3540IEC309-560 | APC IT Power Distribution Module 3 Pole 5 Wire 40A IEC 309 560cm | 415 3PH | 240 | 3041.335
| PDM3540IEC309-620 | APC IT Power Distribution Module 3 Pole 5 Wire 40A IEC 309 620cm | 415 3PH | 240 | 3107.885
| PDM3540IEC309-680 | APC IT Power Distribution Module 3 Pole 5 Wire 40A IEC 309 680cm | 415 3PH | 240 | 3287.57
| PDM3540IEC309-740 | APC IT Power Distribution Module 3 Pole 5 Wire 40A IEC 309 740cm | 415 3PH | 240 | 3367.43
| PDM3540IEC309-800 | APC IT Power Distribution Module 3 Pole 5 Wire 40A IEC 309 800cm | 415 3PH | 240 | 3533.805
| PDM3540IEC309-860 | APC IT Power Distribution Module 3 Pole 5 Wire 40A IEC 309 860cm | 415 3PH | 240 | 3600.355
| PDM3540IEC309-920 | APC IT Power Distribution Module 3 Pole 5 Wire 40A IEC 309 920cm | 415 3PH | 240 | 3726.8
| PDM3540IEC309-980 | APC IT Power Distribution Module 3 Pole 5 Wire 40A IEC 309 980cm | 415 3PH | 240 | 3839.935
| PDM3563IEC-1040 | APC IT Power Distribution Module 3 Pole 5 Wire 63A IEC309 1040cm | 400 3PH | 230, 400 3PH | 6794.755
| PDM3563IEC-200 | APC IT Power Distribution Module 3 Pole 5 Wire 63A IEC309 200cm | 400 3PH | 230, 400 3PH | 3214.365
| PDM3563IEC-440 | APC IT Power Distribution Module 3 Pole 5 Wire 63A IEC309 440cm | 400 3PH | 400 3PH, 230 | 4079.515
| PDM3563IEC-560 | APC IT Power Distribution Module 3 Pole 5 Wire 63A IEC309 560cm | 400 3PH | 400 3PH, 230 | 4478.815
| PDM3563IEC-740 | APC IT Power Distribution Module 3 Pole 5 Wire 63A IEC309 740cm | 400 3PH | 400 3PH, 230 | 5310.69
| PDM3563IEC-800 | APC IT Power Distribution Module 3 Pole 5 Wire 63A IEC309 800cm | 400 3PH | 230, 400 3PH | 5377.24
| PDM3563IEC-920 | APC IT Power Distribution Module 3 Pole 5 Wire 63A IEC309 920cm | 400 3PH | 400 3PH, 230 | 5809.815
| PDM3563IEC-980 | APC IT Power Distribution Module 3 Pole 5 Wire 63A IEC309 980cm | 400 3PH | 230, 400 3PH | 6029.43
| PDX316IEC-1080 | APC Modular IT Power Distribution Cable Extender 3 Wire 16A IEC309 1080cm | 230 | 230 | 529.738
| PDX316IEC-120 | APC Modular IT Power Distribution Cable Extender 3 Wire 16A IEC309 120cm | 230 | 230 | 439.23
| PDX316IEC-240 | APC Modular IT Power Distribution Cable Extender 3 Wire 16A IEC309 240cm | 230 | 230 | 617.584
| PDX316IEC-480 | APC Modular IT Power Distribution Cable Extender 3 Wire 16A IEC309 480cm | 230 | 230 | 565.675
| PDX316IEC-600 | APC Modular IT Power Distribution Cable Extender 3 Wire 16A IEC309 600cm | 230 | 230 | 461.857
| PDX316IEC-720 | APC Modular IT Power Distribution Cable Extender 3 Wire 16A IEC309 720cm | 230 | 230 | 485.815
| PDX316IEC-840 | APC Modular IT Power Distribution Cable Extender 3 Wire 16A IEC309 840cm | 230 | 230 | 320.771
| PDX316IEC-960 | APC Modular IT Power Distribution Cable Extender 3 Wire 16A IEC309 960cm | 230 | 230 | 500.456
| PDX332IEC-120 | APC Modular IT Power Distribution Cable Extender 3 Wire 32A IEC309 120cm | 230 | 230 | 581.647
| PDX332IEC-1200 | APC Modular IT Power Distribution Cable Extender 3 Wire 32A IEC309 1200cm | 230 | 230 | 931.7
| PDX332IEC-240 | APC Modular IT Power Distribution Cable Extender 3 Wire 32A IEC309 240cm | 230 | 230 | 791.945
| PDX332IEC-480 | APC Modular IT Power Distribution Cable Extender 3 Wire 32A IEC309 480cm | 230 | 230 | 737.374
| PDX332IEC-600 | APC Modular IT Power Distribution Cable Extender 3 Wire 32A IEC309 600cm | 230 | 230 | 633.556
| PDX332IEC-720 | APC Modular IT Power Distribution Cable Extender 3 Wire 32A IEC309 720cm | 230 | 230 | 657.514
| PDX332IEC-840 | APC Modular IT Power Distribution Cable Extender 3 Wire 32A IEC309 840cm | 230 | 230 | 670.824
| PDX332IEC-960 | APC Modular IT Power Distribution Cable Extender 3 Wire 32A IEC309 960cm | 230 | 230 | 863.819
| PDX516IEC-300 | APC Modular IT Power Distribution Cable Extender 5 Wire 16A IEC309 300cm | 400 3PH | 400 3PH | 664.169
| PDX516IEC-600 | APC Modular IT Power Distribution Cable Extender 5 Wire 16A IEC309 600cm | 400 3PH | 400 3PH | 873.136
| PDX532IEC-300 | APC Modular IT Power Distribution Cable Extender 5 Wire 32A IEC309 300cm | 400 3PH | 400 3PH | 775.973
» Power Distribution » Modular Power Distribution
| PDPM100F-M | APC 100kVA Modular Power Distribution Unit, 208V, 72 Poles, MBP, 1 Subfeed | 208 3PH | 208 3PH | 29308.62
| PDPM100F6F-M | APC 100kVA Modular Power Distribution Unit, Isolation Transformer, 208:208V, 72 Pole, MBP, 1 Subfeed | 208 3PH | 208 3PH, 120 | 57712.16
| PDPM100G6F-M | APC 100kVA Modular Power Distribution Unit, Isolation Transformer, 480:208V, 72 Pole, MBP, 1 Subfeed | 480 3PH | 208 3PH, 120 | 56700.6
| PDPM100L6F-M | APC 100kVA Modular Power Distribution Unit, Isolation Transformer, 600:208V, 72 Pole, MBP, 1 Subfeed | 600 3PH | 208 3PH | 56587.465
| PDPM100SC | APC Symmetra PX 100kW Bottom Feed Side Car, 300mm | 480 3PH, 208, 600 3PH, 120, 208 3PH |  | 10262.01
| PDPM138H-5U | APC Modular Rack Distribution Panel, 138kVA, 200A, 400V, 18 Pole, 5U | 400 3PH | 400 3PH | 6102.635
| PDPM144F | APC Modular Remote Power Panel, 144kVA, 400A, 208V, 72 Pole, 300mm | 208 3PH | 208 3PH | 22360.8
| PDPM150G6F | APC 144kVA Modular Power Distribution Unit, Isolation Transformer, 480:208V, 72 Poles, 2 Subfeed | 480 3PH | 208 3PH | 75128.295
| PDPM150L6F | APC 144kVA Modular Power Distribution Unit, Isolation Transformer, 600:208V, 72 Poles, 2 Subfeed | 600 3PH | 208 3PH | 74768.925
| PDPM150SC | APC 150kVA Modular PDU Bottom Feed Side Car, 300mm | 480 3PH, 208, 208 3PH, 600 3PH | 480 3PH, 208, 415 3PH, 208 3PH, 600 3PH | 8571.64
| PDPM175G6H | APC 175kVA Modular Power Distribution Unit, Isolation Transformer, 480:415V, 72 Poles, 2 Subfeed | 480 3PH | 415 3PH | 80319.195
| PDPM277H | APC Modular Remote Power Panel, 277kVA, 400A, 400V, 72 Pole, 300mm | 400 3PH |  | 21688.645
| PDPM288G6H | APC Modular Power Distribution Unit, 266kVA, 400A, 480V:415V Auto-transformer, 72 Pole, 300mm | 480 3PH | 240, 230 | 53745.78
| PDPM72F-5U | APC Modular Rack Distribution Panel, 72kVA, 200A, 208V, 18 Pole, 5U | 208 3PH |  | 6062.705
» Power Distribution » NetShelter Basic Rack PDUs
| AP6002A | Rack PDU, Basic, Half Height, 200-208V, 30A, (14) C13, (2) C19 | 208 | 200, 208 | 457.38
| AP6003A | RACK PDU, BASIC, HALF HEIGHT, 100-240V/20A, 220-240V/16A, (14) C13 | 230 | 230, 200, 208, 240, 120, 100 | 359.37
| AP6007A | Rack PDU, Basic Vertical, 208V, 60A, (21) C13, (6) C19 | 208 | 208 | 1331
| AP6009A | RACK PDU, BASIC, VERTICAL, 220-240V, 32A, (20) C13, (6) C19 | 230 | 230 | 1136.19
| AP6015A | Rack PDU, Basic, 0U/1U, 120-240V/15A, 220-240V/10A, (8) C13 | 100, 120, 200, 240, 208, 230 | 200, 240, 230, 100, 208, 120 | 128.26
| AP6020A | Rack PDU, Basic, 0U/1U, 100-240V/20A, 220-240V/16A, (13) C13 | 230, 200, 240, 208, 120, 100 |  | 162.14
| AP6031A | Rack PDU, Basic, 0U/1U, 208V, 30A, (4) C19 | 200, 208 | 200, 208 | 392.04
| AP6032A | Rack PDU, Basic, 0U/1U, 220-240V, 32A, (4) C19, EMEA/ASIA | 230, 240, 200 | 200, 240, 230 | 314.6
| AP6037A | Rack PDU, Basic, 0U/1U, 208V, 8.6kW, (3) C19 | 208, 200 |  | 509.41
| AP6120A | Rack PDU, Basic, 0U/1U, 100-240V/20A, 220-240V/16A, (7) C13, (2) C19 | 100, 120, 240, 200, 208, 230 | 100, 120, 200, 208, 230, 240 | 209.33
| AP7516 | Rack PDU, Basic, 1U, 14.4kW, 208V, (6) C19 | 208 3PH | 200, 208 | 1445.95
| AP7516X900 | Rack PDU, Basic, 1U, 14.4kW, (13) C13 Outlets | 208 3PH | 200, 208 | 1343.1
| AP7526 | Rack PDU, Basic, 1U, 22KW, 400V, (6) C19 | 400 3PH | 230 | 1445.95
| AP7530 | Rack PDU, Basic, Zero U, 20A, 120V, (24)5-20 | 100, 120 | 120 | 595.32
| AP7532 | Rack PDU, Basic, Zero U, 30A, 120V, (24) 5-20 | 100, 120 | 120 | 739.31
| AP7532J | Rack PDU, Basic, Zero U, 30A, 100V, (24) 5-15 | 120, 100 | 100 | 649.77
| AP7540 | Rack PDU, Basic, Zero U, 20A, 208V, (20)C13 & (4)C19 | 230, 200, 208 | 208 | 595.32
| AP7541 | Rack PDU, Basic, Zero U, 30A, 200/208V, (20)C13 & (4)C19 | 230, 200, 208 | 200, 208 | 722.37
| AP7551 | Rack PDU,Basic,ZeroU,16A,230V,(20)C13 & (4)C19, IEC309 | 230, 200, 208 | 230 | 595.32
| AP7552 | Rack PDU,Basic,ZeroU,16A,230V,(20)C13 & (4)C19, IEC C20 | 230, 200, 208 | 230 | 595.32
| AP7553 | Rack PDU, Basic, Zero U, 32A, 230V, (20)C13 & (4)C19 | 200, 230, 208 | 230 | 739.31
| AP7554 | Rack PDU,Basic,ZeroU,16A,230V,(20)C13 & (4)C19, IEC309, 10 ft Cord | 230, 208, 200 | 230 | 652.19
| AP7555A | Rack PDU, Basic, Zero U, 22kW, 230V, (6) C19 & (3) C13, High Temp | 400 3PH | 230 | 1645.6
Rack Power Distribution » Power Distribution » NetShelter Basic Rack PDUs
Rack Power Distribution | AP7556X900 | Rack PDU, Basic, 1U, 14.5kW, (13) C13 Outlets | 230 | 230 | 1748.45
» Power Distribution » NetShelter Basic Rack PDUs
| AP7557 | Rack PDU, Basic, Zero U, 11 kW, 230V, (36) C13 & (6) C19 | 400 3PH | 230 | 1579.05
| AP7557NA | Rack PDU, Basic, Zero U, 11 kW, 230V, (36) C13 & (6) C19 | 400 3PH | 230 | 1675.85
| AP7562 | Rack PDU, Basic, Zero U, 5.7kW, 120V, (42)5-20 | 208 3PH | 120 | 735.68
| AP7563 | Rack PDU,Basic,ZeroU,5.7kW,120&208V,(21)5-20 & (6)L6-20 | 208 3PH | 120, 208 | 739.31
| AP7564 | Rack PDU, Basic, Zero U, 5.7kW, 208V, (36)C13 & (6)C19 | 208 3PH | 208 | 739.31
| AP7568 | Rack PDU,Basic,ZeroU,12.5kW,208V,(30)C13,(6)C19, 3' Cord | 208 3PH | 208 | 1470.15
| AP7569 | Rack PDU,Basic,0U,14.4kW,208V,(24)C13,(4)C19,(2)L6-30R,3' | 208 3PH | 208 3PH | 2220.35
Rack Power Distribution » Power Distribution » NetShelter Basic Rack PDUs
Rack Power Distribution | AP7571X900 | Rack PDU, Basic, 1U, 5kW, 208V, (13) C13 Outlets | 208 | 208 | 1072.06
» Power Distribution » NetShelter Basic Rack PDUs
| AP7580 | Rack PDU Extender, Basic, 2U, 30A, 100/120/200/208V, (4)L5-20 | 120, 208 | 120 | 1007.93
| AP7581 | Rack PDU Extender, Basic, 2U, 30A, 200/208V, (4)L6-20 | 200, 208 | 208 | 1007.93
| AP7582 | Rack PDU Extender, Basic, 2U, 30A, 120V, (12)5-20 | 208, 200 | 120 | 1004.3
| AP7583 | Rack PDU Extender, Basic, 2U, 30A, 100/120/200/208V, (4)L5-30 | 208, 120 | 120 | 1007.93
| AP7584 | Rack PDU Extender, Basic, 2U, 30A, 200/208V, (4)L6-30 | 208, 200 | 208 | 1007.93
| AP7585 | Rack PDU Extender, Basic, 2U, 32A, 230V, (4) IEC C19 | 230, 200, 208 | 230 | 1004.3
| AP7586 | Rack PDU Extender, Basic, 2U, 32A, 230V, (4) IEC 309-32 | 200, 230, 208 | 230 | 984.94
| AP7592 | Rack PDU,Basic,ZeroU,5.7kW,120V,(42)5-20, 10' Cord | 208 3PH | 120 | 751.41
| AP7598 | Rack PDU,Basic,ZeroU,12.5kW,208V,(30)C13,(6)C19, 10' Cord | 208 3PH | 208 | 1506.45
| AP7599 | Rack PDU,Basic,0U,14.4kW,208V,(24)C13,(4)C19,(2)L6-30R, 10' | 208 3PH | 208 | 2256.65
| AP9551 | Rack PDU, Basic, Zero U, 20A, 120V, (14)5-15 | 120, 100 | 120 | 390.83
| AP9559 | Rack PDU,Basic, 1U, 16A,208&230V, (10)C13 & (2)C19 | 230, 208, 120 | 208, 120, 230 | 480.37
| AP9560 | Rack PDU, Basic, 1U, 30A, 120V, (10)5-20 | 120, 100 | 120 | 552.97
| AP9562 | Rack PDU, Basic, 1U, 15A, 120V, (10)5-15 | 100, 120 | 120 | 214.17
| AP9563 | Rack PDU, Basic, 1U, 20A, 120V, (10)5-20, 5-20P | 100, 120 | 120 | 330.33
| AP9564 | Rack PDU, Basic, 1U, 20A, 120V, (10)5-20, L5-20P | 100, 120 | 120 | 330.33
| AP9565 | Rack PDU, Basic, 1U, 16A, 208/230V, (12)C13 | 208, 230, 200 | 230, 208 | 330.33
| AP9566 | Rack PDU, Basic, 1U, 16A, 208V, (12)C13 | 208, 230, 200 | 208 | 330.33
| AP9567 | Rack PDU, Basic, Zero U, 15A, 100/120V, (14) 5-15 | 100, 120 | 120, 100 | 393.25
| AP9568 | Rack PDU,Basic,Zero U,10A,230V, (15)C13 | 120, 230, 208, 200, 240 | 230, 208 | 393.25
| AP9570 | Rack PDU, Basic, 1U, 30A, 208V, (4) C19 | 200, 208, 230 | 208 | 552.97
| AP9571A | Rack PDU, Basic, 1U, 30A, 208V, (10) C13 | 208, 200, 230 | 208 | 537.24
| AP9572 | Rack PDU, Basic, Zero U, 16A, 208/230V, (15) C13 | 208, 200, 230 | 230, 208, 200 | 490.05
» Power Distribution » NetShelter Custom Rack PDUs
| AP8000BLU | Rack PDU Blue label kit (Quantity 10 units) |  |  | 125.84
| AP8000RED | Rack PDU Red label kit (Quantity 10 units) |  |  | 125.84
» Power Distribution » NetShelter Metered Rack PDUs
| AP7800B | Rack PDU, Metered, 1U, 15A, 100/120V, (8) 5-15 | 100, 120 | 120 | 937.75
| AP7801B | Rack PDU, Metered, 1U, 20A, 120V, (8) 5-20 | 100, 120 | 120 | 1084.16
| AP7802B | Rack PDU, Metered, 2U, 30A, 120V, (16) 5-20 | 120, 100 | 120 | 1681.9
| AP7802BJ | Rack PDU, Metered, 2U, 100V, (16) 5-15 | 100, 120 | 100 | 1615.35
| AP7811B | RACK PDU, METERED, 2U, 30A, 208V, (12) C13S & (4) C19 | 200, 230, 208 | 208 | 1651.65
| AP7820B | RACK PDU, METERED, 1U, 12A/208V, 10A/230V, (8) C13 | 200, 208, 230 | 230, 208 | 937.75
| AP7821B | RACK PDU, METERED, 1U, 16A, 208/230V, (8) C13 | 200, 208, 230 | 208, 230 | 1024.87
| AP7822B | RACK PDU, METERED, 2U, 32A, 230V, (12) C13 & (4) C19 | 230, 208, 200 | 230 | 1681.9
| AP7850B | Rack PDU, Metered, Zero U, 10A, 230V, (16) C13 | 208, 230, 200 | 230 | 1165.23
| AP7869B | Rack PDU,Metered,ZeroU,14.4kW,208V,(24)C13,(4)C19,(2)L6-30R | 208 3PH | 208 | 3085.5
| AP7899B | Rack PDU,Metered,ZeroU,14.4kW,208V,(24)C13,(4)C19,(2)L6-30R, 10 CORD | 208 3PH | 208 | 3345.65
| AP8830 | Rack PDU 2G, Metered, ZeroU, 20A, 100-120V, (24) 5-20R | 100, 120 | 120, 100 | 1216.05
| AP8831 | Rack PDU 2G, Metered, ZeroU, 20A, 100-120V, (11) 5-15 | 100, 120 | 100, 120 | 1133.77
| AP8832 | Rack PDU 2G, Metered, ZeroU, 30A, 100-120V, (24) 5-20R | 120, 100 | 100, 120 | 1294.7
| AP8841 | RACK PDU 2G, METERED, ZEROU, 30A, 200/208V, (36) C13 & (6) C19 | 208, 200 | 200, 208 | 1385.45
| AP8853 | Rack PDU 2G, Metered, ZeroU, 32A, 230V, (36) C13 & (6) C19 | 230, 200, 208 | 230 | 1681.9
| AP8858 | Rack PDU 2G, Metered, ZeroU,16A, 100-240V, (18) C13 & (2) C19 | 200, 208, 230 | 100, 208, 200, 230 | 1038.18
| AP8858EU3 | Rack PDU 2G, Metered, ZeroU, 16A, 230V, (18) C13 & (2) C19, IEC309 Cord | 200, 208, 230 | 230 | 1542.75
| AP8858NA3 | Rack PDU 2G, Metered, ZeroU, 20A, 208V, (18) C13 & (2) C19, L620 Cord | 240, 230, 200, 208 | 208 | 1074.48
| AP8861 | Rack PDU 2G, Metered, ZeroU, 5.7kW, 208V, (36) C13 & (6) C19 & (2) 5-20 | 208 3PH | 120, 208 | 1488.3
| AP8862 | Rack PDU 2G, Metered, ZeroU, 20A, 208V 3Ph, (36) 5-20R | 208 3PH | 120 | 1361.25
| AP8863 | Rack PDU 2G, Metered, ZeroU, 20A, 208V 3Ph, (24) 5-20R (6) L6-20R | 208 3PH | 120, 208 | 1361.25
| AP8865 | Rack PDU 2G, Metered, ZeroU, 8.6kW, 208V, (36) C13 & (6) C19 & (2) 5-20 | 208 3PH | 120, 208 | 2178
| AP8866 | Rack PDU 2G, Metered, ZeroU, 17.2kW, 208V, (6) C13 & (12) C19 | 208 3PH | 208 | 4525.4
| AP8867 | Rack PDU 2G, Metered, ZeroU, 17.2kW, 208V, (30) C13 | 208 3PH | 208 | 4525.4
| AP8868 | Rack PDU 2G, Metered, ZeroU, 10.0kW, 208V, (36) C13 & (6) C19 | 208 3PH | 208 | 2583.35
| AP8870 | Rack PDU 2G, Metered, ZeroU, 30A, 120/208V, (16) 5-20R (12) C13 (2) C19 | 208, 120 | 120 | 1536.7
| AP8881 | Rack PDU 2G, Metered, ZeroU, 11kW, 230V, (36) C13 & (6) C19 | 400 3PH | 230 | 2559.15
| AP8886 | Rack PDU 2G, Metered, ZeroU, 22.0kW(32A), 230V, (30) C13 & (12) C19 | 400 3PH | 230 | 4041.4
| AP8887 | Rack PDU 2G, Metered, ZeroU, 17.3kW, 240V, (30) C13 & (12) C19 | 400 3PH | 240 | 3230.7
| AP8888 | Rack PDU 2G, Metered, ZeroU, 23.0kW, 240V, (30) C13 & (12) C19 | 400 3PH | 240 | 4283.4
» Power Distribution » NetShelter Metered-by-Outlet Rack PDUs
| AP8441 | Rack PDU 2G, Metered-by-Outlet, ZeroU, 30A, 200/208V, (21) C13 & (3) C19 | 200, 208, 230 | 200, 208 | 2776.95
| AP8453 | Rack PDU 2G, Metered-by-Outlet, ZeroU, 32A, 230V, (21) C13 & (3) C19 | 230, 200, 208 | 230 | 2988.7
| AP8459EU3 | Rack PDU 2G, Metered-by-Outlet, ZeroU, 16A, 230V, (21) C13 & (3) C19 | 200, 230, 208 | 230 | 2504.7
| AP8459NA3 | Rack PDU 2G, Metered-by-Outlet, ZeroU, 20A, 208V, (21) C13 & (3) C19 | 208, 230, 200 | 208 | 2516.8
| AP8459WW | Rack PDU 2G, Metered-by-Outlet, ZeroU, 16A, 100-240V, (21) C13 & (3) C19 | 230, 200, 208 | 230, 208, 200 | 2450.25
| AP8461 | Rack PDU 2G, Metered-by-Outlet, ZeroU, 5.7kW, 208V, (21) C13 & (3) C19 | 208 3PH | 208 | 3103.65
| AP8481 | Rack PDU 2G, Metered-by-Outlet, ZeroU, 11.0kW, 230V, (21) C13 & (3) C19 | 400 3PH | 230 | 3835.7
» Power Distribution » NetShelter Metered-by-Outlet with Switching Rack PDU
| AP8632 | Rack PDU 2G, Metered-by-Outlet with Switching, ZeroU, 30A, 100-120V, (24) 5-20R | 120, 100 | 100, 120 | 3297.25
| AP8641 | Rack PDU 2G, Metered by Outlet with Switching, ZeroU, 30A, 200/208V, (21) C13 & (3) C19 | 200, 208, 230 | 200, 208 | 3448.5
| AP8653 | Rack PDU 2G, Metered by Outlet with Switching, ZeroU, 32A, 230V, (21) C13 & (3) C19 | 230, 200, 208 | 230 | 3696.55
| AP8659 | Rack PDU 2G, Metered by Outlet with Switching, ZeroU, 16A, 100-240V, (21) C13 & (3) C19 | 200, 208, 230 | 230, 208, 100, 200 | 2867.7
| AP8659EU3 | Rack PDU 2G, Metered by Outlet with Switching, ZeroU, 16A, 230V, (21) C13 & (3) C19 | 230, 200, 208 | 230 | 3037.1
| AP8659NA3 | Rack PDU 2G, Metered by Outlet with Switching, ZeroU, 20A, 208V, (21) C13 & (3) C19 | 200, 230, 208 | 208 | 2964.5
| AP8661 | Rack PDU 2G, Metered by Outlet with Switching, ZeroU, 5.7kW, 208V, (21) C13 & (3) C19 | 208 3PH | 208 | 3714.7
| AP8681 | Rack PDU 2G, Metered by Outlet with Switching, ZeroU, 11.0kW, 230V, (21) C13 & (3) C19 | 400 3PH | 230 | 4283.4
3 Phase Power Distribution » Power Distribution » NetShelter Power Cords
3 Phase Power Distribution | 0M-0213-031 | CORDSET 2.5MM 3W IEC309R 9.4M |  |  | 240.79
3 Phase Power Distribution | 0M-2614-009 | S/A CORDSET #2 5W IEC309P 9FOOT |  |  | 1585.1
3 Phase Power Distribution | 0M-2614-011 | S/A CORDSET #2 5W IEC309P 11FOOT |  |  | 1651.65
3 Phase Power Distribution | 0M-2614-021 | S/A CORDSET #2 5W IEC309P 21FOOT |  |  | 2014.65
3 Phase Power Distribution | 0M-2614-023 | S/A CORDSET #2 5W IEC309P 23FOOT |  |  | 2081.2
3 Phase Power Distribution | 0M-2614-025 | S/A CORDSET #2 5W IEC309P 25FOOT |  |  | 2050.95
3 Phase Power Distribution | 0M-2614-029 | S/A CORDSET #2 5W IEC309P 29FOOT |  |  | 2305.05
3 Phase Power Distribution | 0M-2614-031 | S/A CORDSET #2 5W IEC309P 31FOOT |  |  | 2256.65
3 Phase Power Distribution | 0M-2614-037 | S/A CORDSET #2 5W IEC309P 37FOOT |  |  | 2462.35
3 Phase Power Distribution | 0M-2614-041 | S/A CORDSET #2 5W IEC309P 41FOOT |  |  | 2601.5
3 Phase Power Distribution | 0M-2614-059 | S/A CORDSET #2 5W IEC309P 59FOOT |  |  | 3218.6
» Power Distribution » NetShelter Power Cords
| AP8702R-NA | Power Cord Kit (6 ea), Locking, C13 TO C14 (90 Degree), 0.6m, North America |  |  | 116.16
| AP8702R-WW | Power Cord Kit (6 ea), Locking, C13 TO C14 (90 Degree), 0.6m |  |  | 116.16
| AP8702S-NA | Power Cord Kit (6 ea), Locking, C13 to C14, 0.6m, North America |  |  | 116.16
| AP8702S-NAX340 | Power Cord Kit (6 ea), Locking, C13 to C14, 0.6m, North America, Red |  |  | 116.16
| AP8702S-NAX590 | Power Cord Kit (6 ea), Locking, C13 to C14, 0.6m (2ft), North America, Blue |  |  | 116.16
| AP8702S-WW | Power Cord Kit (6 ea), Locking, C13 to C14, 0.6m |  |  | 116.16
| AP8704R-NA | Power Cord Kit (6 ea), Locking, C13 to C14 (90 Degree), 1.2m, North America |  |  | 192.39
| AP8704R-WW | Power Cord Kit (6 ea), Locking, C13 to C14 (90 Degree), 1.2m |  |  | 192.39
| AP8704S-NA | Power Cord Kit (6 ea), Locking, C13 to C14, 1.2m, North America |  |  | 192.39
| AP8704S-NAX340 | Power Cord Kit (6 ea), Locking, C13 to C14, 1.2m, North America, Red |  |  | 191.18
| AP8704S-NAX590 | Power Cord Kit (6 ea), Locking, C13 to C14, 1.2m (4ft), North America, Blue |  |  | 191.18
| AP8704S-WW | Power Cord Kit (6 ea), Locking, C13 to C14, 1.2m |  |  | 192.39
| AP8706R-NA | Power Cord Kit (6 ea), Locking, C13 to C14 (90 Degree), 1.8m, North America |  |  | 268.62
| AP8706R-WW | Power Cord Kit (6 ea), Locking, C13 to C14 (90 Degree), 1.8m |  |  | 268.62
| AP8706S-NA | Power Cord Kit (6 ea), Locking, C13 to C14, 1.8m, North America |  |  | 268.62
| AP8706S-NAX340 | Power Cord Kit (6 ea), Locking, C13 to C14, 1.8m, North America, Red |  |  | 267.41
| AP8706S-NAX590 | Power Cord Kit (6 ea), Locking, C13 to C14, 1.8M (6ft), North America, Blue |  |  | 267.41
| AP8706S-WW | Power Cord Kit (6 ea), Locking, C13 to C14, 1.8m |  |  | 268.62
| AP8712R | Power Cord Kit (6 ea), Locking, C19 to C20 (90 Degree), 0.6m |  |  | 240.79
| AP8712S | Power Cord Kit (6 ea), Locking, C19 to C20, 0.6m |  |  | 240.79
| AP8712SX340 | Power Cord Kit (6 EA), Locking, C19 TO C20, 0.6M (2FT), Red |  |  | 242
| AP8712SX590 | Power Cord Kit (6 ea), Locking, C19 to C20, 0.6m (2ft), Blue |  |  | 242
| AP8714R | Power Cord Kit (6 ea), Locking, C19 to C20 (90 Degree), 1.2m |  |  | 320.65
| AP8714S | Power Cord Kit (6 ea), Locking, C19 to C20, 1.2m |  |  | 320.65
| AP8714SX340 | Power Cord Kit (6 EA), Locking, C19 TO C20, 1.2M (4FT), Red |  |  | 320.65
| AP8714SX592 | Power Cord Kit (6 ea), Locking, C19 to C20, 1.2m, Blue |  |  | 313.39
| AP8716R | Power Cord Kit (6 ea), Locking, C19 to C20 (90 Degree), 1.8m |  |  | 402.93
| AP8716S | Power Cord Kit (6 ea), Locking, C19 to C20, 1.8m |  |  | 402.93
| AP8716SX340 | Power Cord Kit (6 EA), Locking, C19 TO C20, 1.8M, Red |  |  | 392.04
| AP8716SX593 | Power Cord Kit (6 ea), Locking, C19 to C20, 1.8m, Blue |  |  | 392.04
| AP8750 | Power Cord, Locking C19 to 5-15P, 3.0m |  | 120 | 67.76
| AP8751 | Power Cord, Locking C19 to 5-20P, 3.0m |  | 120 | 73.81
| AP8752 | Power Cord, Locking C19 to L5-20P, 3.0m |  | 120 | 76.23
| AP8752J | Power Cord, Locking C19 to L5-20P, 3.0m |  | 100, 120 | 82.28
| AP8753 | Power Cord, Locking C19 to L6-20P, 3.0m |  | 208 | 131.89
| AP8753J | Power Cord, Locking C19 to L6-20P, 3.0m |  |  | 79.86
| AP8754 | Power Cord, Locking C19 to Australia Plug, 3.0m |  | 240 | 77.44
| AP8755 | Power Cord, Locking C19 to CEE/7 Schuko, 3.0m |  | 240 | 79.86
| AP8756 | Power Cord, Locking C19 to BS1363A (UK), 3.0m |  | 240 | 79.86
| AP8758 | Power Cord, Locking C19 to IEC309-16A, 3.0m |  |  | 128.26
| AP8759 | Power Cord, Locking C19 to Rewireable, 3.0m |  | 240 | 49.61
| AP8760 | Power Cord, Locking C19 to C20, 3.0m |  |  | 110.11
| AP9870 | Power Cord, C13 to C14, 2.5m |  |  | 45.98
| AP9871 | Power Cord, C19 to L6-20P, 3.7m |  |  | 82.28
| AP9872 | Power Cord, C19 to 5-15P, 2.5m |  |  | 73.81
| AP9873 | Power Cord, C19 to 5-20P, 2.5m |  |  | 73.81
| AP9875 | Power Cord, C19 to CEE/7 Schuko, 2.5m |  |  | 73.81
| AP9876 | Power Cord, C19 to IEC309 16A, 2.5m |  |  | 122.21
| AP9877 | Power Cord, C19 to C20, 2.0m |  |  | 67.76
| AP9878 | Power Cord, C19 to C14, 2.0m |  |  | 73.81
| AP9879 | Power Cord, C13 to C20, 2.0m |  |  | 73.81
| AP9880 | Power Cord, C14 to CEE 7/7 Schuko, 0.6m |  |  | 73.81
| AP9881 | Power Cord, C14 to BS1363 (UK), 0.6m |  |  | 73.81
| AP9883 | Power Cord Splitter, L21-20P to (3)L5-20R |  |  | 320.65
| AP9887 | Power Cord, C19 to C20, 4.5m |  | 230 | 240.79
| AP9890 | Power Cord Kit (5 ea), C13 to C14, 0.6m |  |  | 76.23
| AP9892 | Power Cord, C19 to C20, 0.6m |  |  | 39.93
| AP9893 | Power Cord, C13 to 5-15P, 2.4m |  | 120 | 39.93
| AP9895 | Power Cord, C19 to BS1363A (UK), 2.4m |  |  | 79.86
| AP9896 | Power Cord, C19 to L6-30P, 2.4m |  |  | 79.86
| AP9897 | Power Cord, C19 to 15A Australia Plug, 3.7m |  |  | 182.71
| AP9899 | Power Cord, C20 to IEC309 (16A), 2.5m |  |  | 286.77
» Power Distribution » NetShelter Rack PDU Accessories
| AP7400 | BRACKET KIT, 0U RACK PDU, HP/DELL |  |  | 102.85
| AP7406 | BRACKET KIT, 0U, RACK PDU, HP |  |  | 127.05
| AP8069 | Cord Retention Bracket for NEMA rPDUs (AP8000 Series) |  |  | 193.6
| AP9569 | Cord Retention Bracket for Basic Rack PDUs |  |  | 134.31
| AR8417 | NetShelter RS 4 Post Rack PDU Adapter Brackets |  |  | 163.35
» Power Distribution » NetShelter Rack PDU Advanced
| APDU10151ME | APC NetShelter Rack PDU Advanced, Metered, 5.0kW, 1PH, 208V, 30A, L6-30P, 40 Outlet | 208 1PH | 208 | 2208.25
| APDU10151SM | APC NetShelter Rack PDU Advanced, Switched Metered Outlet, 5.0kW, 1PH, 208V, 30A, L6-30P, 40 Outlet | 208 1PH | 208 | 5317.95
| APDU10151SW | APC NetShelter Rack PDU Advanced, Switched, 5.0kW, 1PH, 208V, 30A, L6-30P, 40 Outlet | 208 1PH | 208 | 3521.1
| APDU10250ME | APC NetShelter Rack PDU Advanced, Metered, 11.5kW, 3PH, 415V, 20A, 520P6, 42 Outlet | 400 3PH, 415 3PH | 240 | 2196.15
| APDU10250SM | APC NetShelter Rack PDU Advanced, Switched Metered Outlet, 11.5kW, 3PH, 415V, 20A, 520P6, 48 Outlet | 400 3PH, 415 3PH | 240 | 4719
| APDU10250SW | APC NetShelter Rack PDU Advanced, Switched, 11.5kW, 3PH, 415V, 20A, 520P6, 42 Outlet | 415 3PH, 400 3PH | 240 | 3599.75
| APDU10350ME | APC NetShelter Rack PDU Advanced, Metered, 17.3kW, 3PH, 415V, 30A, 530P6, 48 Outlet | 400 3PH, 415 3PH | 240 | 3260.95
| APDU10350MO | APC NetShelter Rack PDU Advanced, Metered Outlet, 17.3kW, 3PH, 415V, 30A, 530P6, 48 Outlet | 415 3PH, 400 3PH | 240 | 5632.55
| APDU10350SM | APC NetShelter Rack PDU Advanced, Switched Metered Outlet, 17.3kW, 3PH, 415V, 30A, 530P6, 48 Outlet | 415 3PH, 400 3PH | 240 | 6050
| APDU10350SW | APC NetShelter Rack PDU Advanced, Switched, 17.3kW, 3PH, 415V, 30A, 530P6, 48 Outlet | 415 3PH, 400 3PH | 240 | 4356
| APDU10351ME | APC NetShelter Rack PDU Advanced, Metered, 8.6kW, 3PH, 208V, 30A, L21-30P, 42 Outlet | 208 3PH | 208 | 2819.3
| APDU10351SM | APC NetShelter Rack PDU Advanced, Switched Metered Outlet, 8.6kW, 3PH, 208V 30A, L21-30P, 48 Outlet | 208 3PH | 208 | 5166.7
| APDU10351SW | APC NetShelter Rack PDU Advanced, Switched, 8.6kW, 3PH, 208V, 30A, L21-30P, 48 Outlet | 208 3PH | 208 | 4343.9
| APDU10450ME | APC NetShelter Rack PDU Advanced, Metered, 34.6kW, 3PH, 415V, 60A, 560P6, 42 Outlet | 415 3PH | 240 | 5082
| APDU10450SM | APC NetShelter Rack PDU Advanced, Switched Metered Outlet, 34.6kW, 3PH, 415V, 60A, 560P6, 42 Outlet | 415 3PH | 240 | 8046.5
| APDU10450SW | APC NetShelter Rack PDU Advanced, Switched, 34.6kW, 3PH, 415V, 60A, 560P6, 42 Outlet | 415 3PH | 240 | 6673.15
| APDU10451ME | APC NetShelter Rack PDU Advanced, Metered, 14.4kW, 3PH, 208V, 50A, CS8365C, 42 Outlet | 208 3PH | 208 | 4204.75
| APDU10451SM | APC NetShelter Rack PDU Advanced, Switched Metered Outlet, 14.4kW, 3PH, 208V 50A, CS8365C, 42 Outlet | 208 3PH | 208 | 6727.6
| APDU10451SW | APC NetShelter Rack PDU Advanced, Switched, 14.4kW, 3PH, 208V, 50A, CS8365C, 42 Outlet | 208 3PH | 208 | 5039.65
| APDU10452ME | APC NetShelter Rack PDU Advanced, Metered, 3PH, 17.3kW, 208V, 60A, 460P9, 42 Outlet | 208 3PH | 208 | 4464.9
| APDU10452MO | APC NetShelter Rack PDU Advanced, Metered Outlet, 3PH, 17.3kW, 208V, 60A, 460P9, 42 Outlet | 208 3PH | 208 | 6225.45
| APDU10452SM | APC NetShelter Rack PDU Advanced, Switched Metered Outlet, 3PH, 17.3kW, 208V, 60A, 460P9, 42 Outlet | 208 3PH | 208 | 6957.5
| APDU10452SW | APC NetShelter Rack PDU Advanced, Switched, 3PH, 17.3kW, 208V, 60A, 460P9, 42 Outlet | 208 3PH | 208 | 5777.75
| APDU1300 | NetShelter Rack PDU 10000 Sensor Hub |  |  | 272.25
| APDU1303 | NetShelter Rack PDU 10000 Door Switch |  |  | 228.69
| APDU1308 | NetShelter Rack PDU 10000 Rope Leak Sensor |  |  | 773.19
| APDU1335T | NetShelter Rack PDU 10000 Temperature Sensor |  |  | 185.13
| APDU1335T3H | NetShelter Rack PDU 10000 Temperature (Qty 3) & Humidity Sensor |  |  | 326.7
| APDU1335TH | NetShelter Rack PDU 10000 Temperature & Humidity Sensor |  |  | 294.03
» Power Distribution » NetShelter Rack Transfer Switches
| AP4421A | Rack ATS, 230V, 10A, C14 in, (12) C13 out | 230 AC 1PH | 230 AC 1PH | 2220.35
| AP4422A | Rack ATS, 230V, 16A, (2) IEC 309 in, (1) IEC 309 out | 230 AC 1PH | 230 AC 1PH | 2280.85
| AP4423A | Rack ATS, 230V, 16A, C20 in, (8) C13 (1) C19 out | 230 AC 1PH | 230 AC 1PH | 2280.85
| AP4424A | Rack ATS, 230V, 32A, IEC 309 in, (16) C13 (2) C19 out | 230 AC 1PH | 230 AC 1PH | 2904
| AP4430A | Rack ATS, 200-208V, 20A, L6-20 in, (8) C13 (1) C19 out | 200 AC 1PH, 208 | 200 AC 1PH, 208 | 2280.85
| AP4431A | Rack ATS, 208V, 30A, (2) L6-30P in, (1) L6-30R Out | 208 AC 1PH | 208 AC 1PH | 2776.95
| AP4432A | Rack ATS, 200-208V, 30A, L6-30 in, (16) C13 (2) C19 out | 208, 200 AC 1PH | 200 AC 1PH, 208 | 2904
| AP4433A | Rack ATS, 208V, 12A, C14 in, (12) C13 out | 208 AC 1PH | 208 AC 1PH | 2220.35
| AP4434A | Rack ATS, 208V, 20A, C20 in, (8) C13 (1) C19 out | 208 AC 1PH | 208 AC 1PH, 208 | 2280.85
| AP4450A | Rack ATS, 100/120V, 15A, 5-15 in, (10) 5-15R out | 100 AC 1PH, 120 | 100 AC 1PH, 120 | 1942.05
| AP4450AJ | Rack ATS, 100V, 15A, 5-15 in, (10) 5-15R out | 100 AC 1PH | 100 AC 1PH | 1942.05
| AP4452A | Rack ATS, 120V, 20A, L5-20 in, (10) 5-20R out | 120 AC 1PH | 120 AC 1PH | 2159.85
| AP4453A | APC NetShelter Rack ATS, 120V, 30A, L5-30P in, (16) 5-20R out | 120 AC 1PH | 120 AC 1PH | 2904
| AP7768 | BRACKET KIT, REAR RAILS, RACK ATS |  |  | 135.52
| AP7769 | Cord Retention Bracket for Rack ATS |  |  | 136.73
» Power Distribution » NetShelter Switched Rack PDUs
| AP7900B | Rack PDU, Switched, 1U, 15A, 100/120V, (8)5-15 | 120, 100 | 120 | 1324.95
| AP7901B | Rack PDU, Switched, 1U, 20A, 120V, (8)5-20 | 100, 120 | 120 | 1488.3
| AP7902B | Rack PDU, Switched, 2U, 30A, 120V, (16)5-20 | 120, 100 | 120 | 2105.4
| AP7911B | RACK PDU, SWITCHED, 2U, 30A, 208V, (16)C13 | 200, 230, 208 | 208 | 2063.05
| AP7920B | RACK PDU, SWITCHED, 1U, 12A/208V, 10A/230V, (8)C13 | 200, 230, 208 | 230, 208 | 1324.95
| AP7921B | RACK PDU, SWITCHED, 1U, 16A, 208/230V, (8)C13 | 230, 200, 208 | 208, 230 | 1488.3
| AP7922B | RACK PDU, SWITCHED, 2U, 32A, 230V, (16)C13 | 208, 200, 230 | 230 | 2105.4
| AP7950B | RACK PDU, SWITCHED, ZERO U, 10A, 230V, (16) C13 | 230, 208, 200 | 230 | 2184.05
| AP7968B | RACK PDU,SWITCHED,ZEROU,12.5KW,208V,(21)C13&(3)C19,3' CORD | 208 3PH | 208 | 3297.25
| AP7998B | RACK PDU,SWITCHED,ZEROU,12.5KW,208V,(21)C13&(3)C19,10 CORD | 208 3PH | 208 | 3285.15
| AP8930 | Rack PDU 2G, Switched, ZeroU, 20A, 100-120V, (24) 5-20R | 120 | 120 | 2026.75
| AP8931 | Rack PDU 2G, Switched, ZeroU, 15A, 100-120V, (8) 5-15 | 100, 120 | 120, 100 | 2026.75
| AP8932 | Rack PDU 2G, Switched, ZeroU, 30A, 100-120V, (24) 5-20R | 100, 120 | 100, 120 | 2250.6
| AP8958 | Rack PDU 2G, Switched, ZeroU, 16A, 100-240V, (7) C13 & (1) C19 | 208, 200, 230 | 230, 100, 208, 200 | 1833.15
| AP8958EU3 | Rack PDU 2G, Switched, ZeroU, 16A, 230V, (7) C13 & (1) C19, IEC309 Cord | 200, 230, 208 | 208, 230, 200 | 2305.05
| AP8958NA3 | Rack PDU 2G, Switched, ZeroU, 20A, 208V, (7) C13 & (1) C19, L620 Cord | 208, 200, 230 | 230, 208, 240, 200 | 1863.4
| AP8962 | Rack PDU 2G, Switched, ZeroU, 20A, 208V 3Ph, (24) 5-20R | 208 3PH | 120 | 2347.4
Rack Power Distribution » Power Distribution » NetShelter Switched Rack PDUs
Rack Power Distribution | AP8965X633 | Rack PDU 2G, Switched, ZeroU, 8.6kW, 208V, (21) C13 & (3) C19, 12ft Cord | 208 3PH | 208 | 3388
» Power Distribution » NetShelter Switched Rack PDUs
| APDU9941 | APC Rack PDU 9000 Switched, ZeroU, 30A, 200/208V, (21) C13 & (3) C19 | 200, 208 | 208, 200 | 2371.6
| APDU9953 | APC Rack PDU 9000 Switched, ZeroU, 32A, 230V, (21) C13 & (3) C19 | 208, 200, 230 |  | 2692.25
| APDU9959EU3 | APC Rack PDU 9000 Switched, ZeroU, 16A, 230V, (21) C13 & (3) C19, IEC309 Cord | 230 | 230 | 2534.95
| APDU9959J | APC NetShelter Rack PDU 9000 Switched, ZeroU, 16A, 100-240V, (21) C13 & (3) C19, Japan | 200 | 200 | 2123.55
| APDU9959NA3 | APC Rack PDU 9000 Switched, ZeroU, 20A, 208V, (21) C13 & (3) C19, L620 Cord | 208, 200 | 208, 200 | 2075.15
| APDU9961 | APC Rack PDU 9000 Switched, ZeroU, 5.7kW, 200/208V, (21) C13 & (3) C19 | 208 3PH | 208 | 2662
| APDU9965 | APC Rack PDU 9000 Switched, ZeroU, 8.6kW, 208V, (21) C13 & (3) C19 | 208 3PH | 208 | 3230.7
| APDU9966 | APC Rack PDU 9000 Switched, ZeroU, 17.2kW, 208V, (20) C13, (12) C19 | 208 3PH | 208 | 5856.4
| APDU9967 | APC Rack PDU 9000 Switched, ZeroU, 17.2kW, 208V, (42) C13, (6) C19 | 208 3PH | 208 | 5856.4
| APDU9970 | APC Rack PDU 9000 Switched, ZeroU, 30A, 120/208V, (16) 5-20R (7) C13 (1) C19 | 120, 208 | 208, 120 | 2770.9
| APDU9981EU3 | APC Rack PDU 9000 Switched, ZeroU, 11.0kW, 230V, (21) C13 & (3) C19 | 400 3PH | 230 | 3593.7
| APDU9981NA3 | APC Rack PDU 9000 Switched, ZeroU, 11.5kW, 208V, (21) C13 & (3) C19 | 415 3PH | 240, 208 | 3593.7
» Power Distribution » Service Bypass Panel
| SBP60KHC1M1 | APC 60KW 400V 1 MOD. 1 MAIN SERV. BYPASS PANEL | 400 3PH | 400 3PH | 2615.415
Critical Power Components » Power Distribution » Static Transfer Switches
Critical Power Components | 0M-STEU400K1 | 400A STATIC TRANS SW 220V FST XFER |  |  | 70063.84
Critical Power Components | 0M-STEXSEISBRK | SEISMIC BRACKET KIT |  |  | 85.184
» Power Distribution » Static Transfer Switches
| 0M-STSU100HY3 | UPSILON STS100 3POLE 380-415V 1400MM |  |  | 33860.64
| 0M-STSU100HY4 | UPSILON STS100 4POLE 380-415V 1400MM |  |  | 35584.285
| 0M-STSU100HZ3 | UPSILON STS100 3POLE 380-415V 1900MM |  |  | 34506.175
| 0M-STSU100HZ4 | UPSILON STS100 4POLE 380-415V 1900MM |  |  | 36256.44
| 0M-STSU100HZ5 | UPSILON STS100 3POLE 380-415V 1900MM/PDU |  |  | 42958.025
Critical Power Components » Power Distribution » Static Transfer Switches
Critical Power Components | 0M-STSU100HZ6 | UPSILON STS100 4POLE 380-415V 1900MM/PDU |  |  | 44681.67
» Power Distribution » Static Transfer Switches
| 0M-STSU160HX4 | UPSILON STS160 4POLE 380-415V IP00 |  |  | 33015.455
| 0M-STSU160HZ3 | UPSILON STS160 3POLE 380-415V 1900MM |  |  | 41820.02
| 0M-STSU160HZ4 | UPSILON STS160 4POLE 380-415V 1900MM |  |  | 44155.925
| 0M-STSU250HX4 | UPSILON STS250 4POLE 380-415V IP00 |  |  | 36728.945
| 0M-STSU250HY3 | UPSILON STS250 3POLE 380-415V 1400MM |  |  | 45912.845
| 0M-STSU250HY4 | UPSILON STS250 4POLE 380-415V 1400MM |  |  | 48208.82
| 0M-STSU250HZ3 | UPSILON STS250 3POLE 380-415V 1900MM |  |  | 46784.65
| 0M-STSU30HY3 | UPSILON STS30 3POLE 380-415V 1400MM |  |  | 28683.05
| 0M-STSU30HY4 | UPSILON STS30 4POLE 380-415V 1400MM |  |  | 30147.15
| 0M-STSU30HZ4 | UPSILON STS30 4POLE 380-415V 1900MM |  |  | 30726.135
Critical Power Components » Power Distribution » Static Transfer Switches
Critical Power Components | 0M-STSU30HZ5 | UPSILON STS30 3POLE 380-415V 1900MM/PDU |  |  | 36389.54
Critical Power Components | 0M-STSU30HZ6 | UPSILON STS30 4POLE 380-415V 1900MM/PDU |  |  | 37846.985
» Power Distribution » Static Transfer Switches
| 0M-STSU400HZ3 | UPSILON STS400 3POLE 380-415V 1900MM |  |  | 57266.275
| 0M-STSU400QX4 | UPSILON STS400 4POLE 380-400V IP00 |  |  | 47097.435
| 0M-STSU400RX4 | UPSILON STS400 4POLE 415V IP00 |  |  | 47097.435
| 0M-STSU60HY3 | UPSILON STS60 3POLE 380-415V 1400MM |  |  | 31611.25
| 0M-STSU60HY4 | UPSILON STS60 4POLE 380-415V 1400MM |  |  | 33075.35
| 0M-STSU60HZ4 | UPSILON STS60 4POLE 380-415V 1900MM |  |  | 33707.575
Critical Power Components » Power Distribution » Static Transfer Switches
Critical Power Components | 0M-STSU60HZ5 | UPSILON STS60 3POLE 380-415V 1900MM/PDU |  |  | 40083.065
Critical Power Components | 0M-STSU60HZ6 | UPSILON STS60 4POLE 380-415V 1900MM/PDU |  |  | 41520.545
» Power Distribution » Static Transfer Switches
| 0M-STSU630QX4 | UPSILON STS630 4POLE 380-400V IP00 |  |  | 57645.61
| 0M-STSU630QZ4 | UPSILON STS630 4POLE 380-400V 1900MM |  |  | 77098.175
Critical Power Components » Power Distribution » Static Transfer Switches
Critical Power Components | 0M-STSU630RX4 | UPSILON STS630 4POLE 415V IP00 |  |  | 57645.61
» Power Distribution » Static Transfer Switches
| 0M-STSU630RZ4 | UPSILON STS630 4POLE 415V 1900MM |  |  | 77098.175
» Power Distribution » Step-Down Transformer
| AP9626 | APC Step-Down Transformer RM 2U 208V IN 120V OUT w/5-20 Receptacles | 208 | 120 | 1373.35
| AP9627 | APC Step-Down Transformer RM 2U 208V IN 120V OUT w/L5-20 Receptacles | 208 | 120 | 1361.25
| AP9628 | APC Step-Down Transformer RM 2U 208V IN 120V OUT w/Hardwire Input/Output | 208 |  | 1554.85
| APTF10KT01 | APC 208V/120V 10KVA Step down Transformer | 208 | 208, 120, 240 | 4585.9
| APTF10KW01 | APC WW 10KVA Isolation Transformer | 240, 230, 208 | 230, 208, 240, 120 | 4216.85
| APTF20KW01 | APC WW 20KVA Isolation Transformer | 400 3PH, 208, 100, 120, 200, 230 | 200, 120, 100, 208, 230 | 5154.6
| SURT003 | APC Smart-UPS RT Tower Isolation/Step-Down Transformer 5000VA 208/120V | 240, 208 | 120, 208 | 1887.6
| SURT004 | APC Smart-UPS RT Tower Isolation/Step-Down Transformer | 200 | 100, 200 | 1972.3
| SYTF2J | APC Symmetra RM 200 to 100V Step-Down Transformer, (12) 5-20R | 200 |  | 1470.15
» Power Distribution » Wall (Mounted) Transfer Switches
| UTS10BI | APC Universal Transfer Switch 10-Circuit 120/240V | 120, 240 | 240, 120 | 1222.1
| UTS6H | APC Universal Transfer Switch 6-circuit 120V, L5-30 | 120 | 120 | 1056.33
3 Phase Power Distribution » Power Distribution » iBusway for Data Center
3 Phase Power Distribution | PB100AEC | Powerbus busway end closure 100A |  |  | 165.77
3 Phase Power Distribution | PB100EC | PB busway end closure 100A black | 240 |  | 112.53
3 Phase Power Distribution | PB100FH | Powerbus Busway Standard Hanger 100A |  |  | 81.07
3 Phase Power Distribution | PB225AEC | Powerbus busway end closure 225A |  |  | 329.12
3 Phase Power Distribution | PB225EC | PB busway end closure 225A black | 240 |  | 145.2
3 Phase Power Distribution | PB225FH | Powerbus Busway Standard Hanger 225A |  |  | 81.07
3 Phase Power Distribution | PB400AEC | Powerbus busway end closure 400A |  |  | 817.96
3 Phase Power Distribution | PB400FH | Powerbus Busway Standard Hanger 400A |  |  | 141.57
3 Phase Power Distribution | PBCE4A100AST048B | BUSWAY PLUG-IN STRAIGHT LGTH 4FT 100A 600V 3PH4W 4A CONFIG | 208 3PH, 600 3PH, 415 3PH |  | 1006.72
3 Phase Power Distribution | PBCE4A100AST120B | BUSWAY PLUG-IN STRAIGHT LGTH 10FT 100A 600V 3PH4W 4A CONFIG | 208 3PH, 415 3PH, 600 3PH |  | 1585.1
3 Phase Power Distribution | PBCE4A225AST120B | BUSWAY PLUG-IN STRAIGHT LGTH 10FT 225A 600V 3PH4W 4A CONFIG | 415 3PH, 600 3PH, 208 3PH |  | 3502.95
3 Phase Power Distribution | PBCE4A400AST048B | BUSWAY PLUG-IN STRAIGHT LGTH 4FT 400A 600V 3PH4W 4A CONFIG | 600 3PH, 415 3PH, 208 3PH |  | 2069.1
3 Phase Power Distribution | PBCE4A400AST120B | BUSWAY PLUG-IN STRAIGHT LGTH 10FT 400A 600V 3PH4W 4A CONFIG | 600 3PH, 208 3PH, 415 3PH |  | 3878.05
3 Phase Power Distribution | PBCF4A100ACRB | BUSWAY CROSS 100A 600V 3PH4W 4A CONFIG | 415 3PH, 208 3PH, 600 3PH | 600 3PH, 208 3PH, 415 3PH | 1409.65
3 Phase Power Distribution | PBCF4A100ALLB | BUSWAY ELBOW, LEFT 100A 600V 3PH4W 4A CONFIG | 415 3PH, 208 3PH, 600 3PH | 415 3PH, 600 3PH, 208 3PH | 946.22
3 Phase Power Distribution | PBCF4A100ALRB | BUSWAY ELBOW, RIGHT 100A 600V 3PH4W 4A CONFIG | 600 3PH, 415 3PH, 208 3PH | 208 3PH, 415 3PH, 600 3PH | 946.22
3 Phase Power Distribution | PBCF4A100ATBB | BUSWAY TAP BOX 100A 600V 3PH4W 4A CONFIG | 208 3PH, 415 3PH, 600 3PH | 208 3PH, 415 3PH, 600 3PH | 1403.6
3 Phase Power Distribution | PBCF4A100ATBM1B | PB busway feed unit w/ metering & gateway 100A 208V | 208 3PH, 120 | 208 3PH, 120 | 4192.65
3 Phase Power Distribution | PBCF4A100ATBM4B | PB busway feed unit w/ metering & gateway 100A 415V | 240, 415 3PH | 415 3PH, 240 | 4192.65
3 Phase Power Distribution | PBCF4A225ACRB | BUSWAY CROSS 225A 600V 3PH4W 4A CONFIG | 415 3PH, 600 3PH, 208 3PH | 415 3PH, 208 3PH, 600 3PH | 2153.8
3 Phase Power Distribution | PBCF4A225ALLB | BUSWAY ELBOW, LEFT 225A 600V 3PH4W 4A CONFIG | 208 3PH, 600 3PH, 415 3PH | 208 3PH, 600 3PH, 415 3PH | 1409.65
3 Phase Power Distribution | PBCF4A225ALRB | BUSWAY ELBOW, RIGHT 225A 600V 3PH4W 4A CONFIG | 208 3PH, 600 3PH, 415 3PH | 600 3PH, 208 3PH, 415 3PH | 1409.65
3 Phase Power Distribution | PBCF4A225ATBB | BUSWAY TAP BOX 225A 600V 3PH4W 4A CONFIG | 415 3PH, 208 3PH, 600 3PH | 415 3PH, 600 3PH, 208 3PH | 4210.8
3 Phase Power Distribution | PBCF4A225ATBM1B | BUSWAY TAP BOX 225A 208Y/120V 3PH4W 4A CONFIG WITH METER | 120, 208 3PH | 120, 208 3PH | 11101.75
3 Phase Power Distribution | PBCF4A225ATBM4B | BUSWAY TAP BOX 225A 415Y/240V 3PH4W 4A CONFIG WITH METER | 240, 415 3PH | 240, 415 3PH | 11101.75
3 Phase Power Distribution | PBCF4A400ACRB | BUSWAY CROSS 400A 600V 3PH4W 4A CONFIG | 208 3PH, 600 3PH, 415 3PH | 208 3PH, 415 3PH, 600 3PH | 2662
3 Phase Power Distribution | PBCF4A400ALLB | BUSWAY ELBOW, LEFT 400A 600V 3PH4W 4A CONFIG | 415 3PH, 208 3PH, 600 3PH | 208 3PH, 600 3PH, 415 3PH | 2159.85
3 Phase Power Distribution | PBCF4A400ALRB | BUSWAY ELBOW, RIGHT 400A 600V 3PH4W 4A CONFIG | 600 3PH, 415 3PH, 208 3PH | 208 3PH, 415 3PH, 600 3PH | 2262.7
3 Phase Power Distribution | PBCF4A400ATBB | BUSWAY TAP BOX 400A 600V 3PH4W 4A CONFIG | 208 3PH, 600 3PH, 415 3PH | 208 3PH, 600 3PH, 415 3PH | 5735.4
3 Phase Power Distribution | PBCF4A400ATBM1B | BUSWAY TAP BOX 400A 208Y/120V 3PH4W 4A CONFIG WITH METER | 208 3PH, 120 | 120, 208 3PH | 12408.55
3 Phase Power Distribution | PBCF4A400ATBM4B | BUSWAY TAP BOX 400A 415/240V 3PH4W 4A CONFIG WITH METER | 240, 415 3PH | 240, 415 3PH | 11815.65
3 Phase Power Distribution | PBPEGX4A100T | PB busway tap-off unit 100A 600V w/ gateway-server 3PH4W 4A Config |  |  | 3006.85
3 Phase Power Distribution | PBRMKS | PB busway rack mounting bracket - Single Run |  |  | 891.77
3 Phase Power Distribution » Power Generation » Power Generation Accessories
3 Phase Power Distribution | PG1P20AT1B | 1-Pole 20A ABB UL/CSA/CE T1 Breaker |  |  | 412.61
3 Phase Power Distribution | PG3P20AT1B | 3-Pole 20A ABB UL/CSA/CE T1 Breaker |  |  | 543.29
3 Phase Power Distribution | PG3P225AT3B | 3-Pole 225A ABB UL/CSA/CE T3 Breaker |  |  | 1264.45
3 Phase Power Distribution | PG3P25AT1B | 3-Pole 25A ABB UL/CSA/CE T1 Breaker |  |  | 543.29
3 Phase Power Distribution | PG3P400AT5B | 3-Pole 400A ABB UL/CSA/CE T5 Breaker |  |  | 1917.85
3 Phase Power Distribution | PG3P40AT1B | 3-Pole 40A ABB UL/CSA/CE T1 Breaker |  |  | 543.29
3 Phase Power Distribution | PG3P60AT1B | 3-Pole 60A ABB UL/CSA/CE T1 Breaker |  |  | 543.29
3 Phase Power Distribution | PG3P90AT1B | 3-Pole 90A ABB UL/CSA/CE T1 Breaker |  |  | 586.85
» Power Generation » Power Generation Accessories
| PGT33PADAP | Adapter for T3 3 Pole Breakers up to 125 - 225 Amp |  |  | 477.95
| PGT53PADAP | Adapter for T5 3 Pole Breakers 300 - 400 Amp |  |  | 477.95
Rack Power Distribution » Racks and Accessories » Custom
Rack Power Distribution | AP7301 | Rack PDU, Basic, 30A, 200-240V, (14)C13 & (2)C19 | 208, 200, 230 | 200, 208 | 560.23
Rack Power Distribution | AP7901BGRNX874 | Rack PDU, Switched, 1U, 20A, 120V, (8)5-20, Full Paint Aetna Green | 120, 100 | 120 | 1458.05
Rack Power Distribution | AP7901BNRGX874 | Rack PDU, Switched, 1U, 20A, 120V, (8)5-20, Full Paint Aetna Orange | 100, 120 | 120 | 1458.05
Rack Power Distribution | AP7902BGRNX874 | Rack PDU, Switched, 2U, 30A, 120V, (16)5-20, Full Paint Aetna Green | 120, 100 | 120 | 2069.1
Rack Power Distribution | AP7902BNRGX874 | Rack PDU, Switched, 2U, 30A, 120V, (16)5-20, Full Paint Aetna Orange | 100, 120 | 120 | 2069.1
Rack Power Distribution | AP8564X630 | Rack PDU 2G, Basic, ZeroU, 8.7kW, 208V, (54) C13, L15-30P input, 3m length |  |  | 1258.4
Rack Power Distribution | AP8702S-NAX922 | Power Cord Kit (6 ea), Locking, C13 to C14, 0.6m (2ft), North America, White |  |  | 116.16
Rack Power Distribution | AP8704S-NAX922 | Power Cord Kit (6 ea), Locking, C13 to C14, 1.2m (4ft), North America, White |  |  | 192.39
Rack Power Distribution | AP8706S-NAX457 | Power Cord Kit (6 ea), C15 to Locking C14, 1.8m, North America |  |  | 273.46
Rack Power Distribution | AP8706S-NAX648 | Power Cord Kit (6 ea), Locking, C13 to C14, 3.0m, North America |  |  | 342.43
Rack Power Distribution | AP8714SX922 | Power Cord Kit (6 EA), Locking, C19 TO C20, 1.2M (4ft), White |  |  | 320.65
Rack Power Distribution | AP8861WX667 | Rack PDU 2G, Metered, ZeroU, 5.7kW, 208V, (36) C13 & (6) C19 & (2) 5-20, SE White | 208 3PH | 120, 208 | 1458.05
Rack Power Distribution | AP8865BLUX667 | Rack PDU 2G, Metered, ZeroU, 8.6kW, 208V, (36) C13 & (6) C19 & (2) 5-20, Blue Silk | 208 3PH | 208, 120 | 2135.65
Rack Power Distribution | AP8865REDX667 | Rack PDU 2G, Metered, ZeroU, 8.6kW, 208V, (36) C13 & (6) C19 & (2) 5-20, Red Silk | 208 3PH | 208, 120 | 2135.65
Rack Power Distribution | AP8865X630 | Rack PDU 2G, Metered, ZeroU, 8.6kW, 208V, (36) C13 & (6) C19 & (2) 5-20, 10ft. Cord |  |  | 2214.3
Rack Power Distribution | AP8865X737 | Rack PDU 2G, Metered, ZeroU, 8.6kW, 208V, (24) C13 & (6) C19 & (2) 5-20 | 208 3PH | 208, 120 | 2135.65
Rack Power Distribution | AP8866X837 | Rack PDU 2G, Metered, ZeroU, 17.2kW, 208V, (24) C13 & (24) C19 | 208 3PH | 208 | 4858.15
Rack Power Distribution | AP8866X844 | Rack PDU 2G, Metered, ZeroU, 17.2kW, 208V, (36) C13 & (12) C19 | 208 3PH | 208 | 4507.25
Rack Power Distribution | AP8869-2UX737 | Rack PDU 2G, Metered, 2U, 14.4Kw, 208V, (3) C13 & (12) C19 |  |  | 3085.5
Rack Power Distribution | AP8869HDX632 | Rack PDU 2G, Metered, ZeroU, 14.4Kw, 208V, (36) C13 & (12) C19, 6ft cord. | 208 3PH | 208 | 3388
Rack Power Distribution | AP8869HDX737 | Rack PDU 2G, Metered, ZeroU, 14.4Kw, 208V, (36) C13 & (12) C19, 10ft cord | 208 3PH | 208 | 3551.35
» Racks and Accessories » Custom
| AP8869X737 | Rack PDU 2G, Metered, ZeroU, 14.4Kw, 208V, (24) C13 & (6) C19 | 208 3PH | 208 | 3484.8
Rack Power Distribution » Racks and Accessories » Custom
Rack Power Distribution | AP8881BLUX667 | Rack PDU 2G, Metered, ZeroU, 11kW, 230V, (36) C13 & (6) C19, Blue Silkscreen | 400 3PH | 230 | 2365.55
Rack Power Distribution | AP8881REDX667 | Rack PDU 2G, Metered, ZeroU, 11kW, 230V, (36) C13 & (6) C19, Red Silkscreen | 400 3PH | 230 | 2365.55
Rack Power Distribution | AP8887L22X837 | Rack PDU 2G, Metered, ZeroU, 17.3kW, 240V, (24) C13 & (18) C19, L22-30P input | 400 3PH | 240 | 3321.45
Rack Power Distribution | AP8888BLUX667 | Rack PDU 2G, Metered, ZeroU, 23.0kW, 240V, (30) C13 & (12) C19, Blue Silk | 400 3PH | 240 | 4114
Rack Power Distribution | AP8888REDX667 | Rack PDU 2G, Metered, ZeroU, 23.0kW, 240V, (30) C13 & (12) C19, Red Silk | 400 3PH | 240 | 4114
Rack Power Distribution | AP8888X892 | Rack PDU 2G, Metered, ZeroU, 23.0kW, 240V, (48) C13 & (12) C19, for 60U SX | 400 3PH | 240 | 4374.15
Rack Power Distribution | AP8970GRNX874 | Rack PDU 2G, Switched, ZeroU, 30A, 120/208V, (16) 5-20R (7) C13 (1) C19, Full Paint Aetna Green | 120, 208 | 208, 120 | 2468.4
Rack Power Distribution | AP8970NRGX874 | Rack PDU 2G, Switched, ZeroU, 30A, 120/208V, (16) 5-20R (7) C13 (1) C19, Full Paint Aetna Orange | 208, 120 | 208, 120 | 2468.4
Racks and Enclosures » Racks and Accessories » Custom
Racks and Enclosures | AR3100SPX846 | NetShelter SX 42U 600mm Wide x 1070mm Deep Enclosure with Sides Black -2k lbs. Shock Packaging, Wawa |  |  | 31399.5
Racks and Enclosures | AR3100X605 | NetShelter SX 42U 600mm W x 1070mm D Enclosure with Sides, Combo Lock Handles, Black |  |  | 3684.45
Racks and Enclosures | AR3100X721 | NetShelter SX 40U/600mm/1070mm Enclosure with Roof and Sides, Black, Front Plenum and 2U bottom duct |  |  | 7374.95
» Racks and Accessories » Custom
| AR3107W | NetShelter SX 48U 600mm Wide x 1070mm Deep Enclosure with Sides SE White |  |  | 3787.3
| AR3157W | NetShelter SX 48U 750mm Wide x 1070mm Deep Enclosure with Sides SE White |  |  | 4567.75
| AR3157WSP | NetShelter SX 48U 750mm Wide x 1070mm Deep Enclosure with Sides SE White-2000 lbs. Shock Packaging |  |  | 6328.3
Racks and Enclosures » Racks and Accessories » Custom
Racks and Enclosures | AR3180X266 | NetShelter SX 42U 800mm Wide x 1070mm Deep Enclosure with Sides Black |  |  | 4567.75
Racks and Enclosures | AR3180X719 | NetShelter SX 42U 800mm Wide x 800mm Deep Enclosure with Sides Black |  |  | 5027.55
» Racks and Accessories » Custom
| AR3200W | NetShelter SX Colocation 2 x 20U 600mm Wide x 1070mm Deep Enclosure with Sides SE White |  |  | 4773.45
Racks and Enclosures » Racks and Accessories » Custom
Racks and Enclosures | AR3200X437 | NetShelter SX Colocation 2 x 20U 750mm Wide x 1070mm Deep Enclosure with Sides Black |  |  | 10490.7
Racks and Enclosures | AR3200X774 | NetShelter SX Colocation 2 x 20U 750mm Wide x 1200mm Deep Enclosure with Sides Black |  |  | 6957.5
» Racks and Accessories » Custom
| AR3300WSP | NETSHELTER SX 42U 600MM WIDE X 1200MM DEEP ENCLOSURE WITH SIDES WHITE -2000 LBS. SHOCK PACKAGING |  |  | 5814.05
Racks and Enclosures » Racks and Accessories » Custom
Racks and Enclosures | AR3300X306 | NetShelter SX 42U/600mm/1200mm Enclosure with Roof and Sides Black, HD Caster- Dell SP |  |  | 4126.1
Racks and Enclosures | AR3300X721 | NetShelter SX 40U/600mm/1200mm Enclosure with Roof and Sides, Black, Front Plenum and 2U bottom duct |  |  | 8379.25
Racks and Enclosures | AR3307X507 | NetShelter SX 50U 600mm Wide x 1200mm Deep Enclosure with Sides Black |  |  | 5330.05
Racks and Enclosures | AR3330X266 | NetShelter SX 42U 700mm Wide x 1200mm Deep Enclosure with Sides Black |  |  | 4791.6
Racks and Enclosures | AR3340WX832 | NetShelter SX 42U 750mm Wide x 1200mm Deep Networking Enclosure with Sides White, Ford assembly |  |  | 8675.7
Racks and Enclosures | AR3347WX724 | NetShelter SX 48U 750mm Wide x 1200mm Deep Networking Enclosure with Sides, SE White, State Farm |  |  | 7018
Racks and Enclosures | AR3350WSPX832 | NetShelter SX 42U 750mm Wide x 1200mm Deep Server Enclosure with Sides White, 2000lb Shock Pkg, Ford |  |  | 8427.65
Racks and Enclosures | AR3350WX832 | NetShelter SX 42U 750mm Wide x 1200mm Deep Server Enclosure with Sides White, Ford |  |  | 6031.85
Racks and Enclosures | AR3357WX610 | NetShelter SX 48U 750mm Wide x 1200mm Deep Enclosure, Without Doors, SE White |  |  | 5372.4
Racks and Enclosures | AR3357WX617 | NetShelter SX 48U 750mm Wide x 1200mm Deep Enclosure, Without Sides Without Doors, SE White |  |  | 4531.45
Racks and Enclosures | AR3357WX655 | NetShelter SX 48U 750mm Wide x 1200mm Deep Enclosure, No Front Door, SE White |  |  | 5705.15
Racks and Enclosures | AR3357WX725 | NetShelter SX 48U 750mm Wide x 1200mm Deep Enclosure, SE White, State Farm server rack |  |  | 6987.75
Racks and Enclosures | AR3357WX769 | NetShelter SX 48U 750mm Wide x 1200mm Deep Enclosure, SE White, StateFarm server rack, No Front Door |  |  | 6546.1
Racks and Enclosures | AR3357X306 | NetShelter SX 48U 750mm Wide x 1200mm Deep Enclosure with Sides Black, SP Ready |  |  | 5904.8
Racks and Enclosures | AR3357X790 | NetShelter SX 60U 750mm Wide x 1200mm Deep Enclosure, GM |  |  | 10351.55
» Racks and Accessories » Custom
| AR3358W | NetShelter SX 52U 750mm Wide x 1200mm Deep Enclosure with Sides, SE White |  |  | 7036.15
Racks and Enclosures » Racks and Accessories » Custom
Racks and Enclosures | AR3380X266 | NetShelter SX 42U 800mm Wide x 1200mm Deep Enclosure with Sides Black |  |  | 5499.45
Racks and Enclosures | AR3380X662 | NetShelter SX 42U 800mm Wide x 1200mm Deep Enclosure with Sides, Networking roof, Black |  |  | 5916.9
Racks and Enclosures | AR3385X266 | NetShelter SX 45U 800mm Wide x 1200mm Deep Enclosure with Sides Black |  |  | 6062.1
» Racks and Accessories » Custom
| AR3387 | NetShelter SX 48U 800mm Wide x 1200mm Deep Enclosure with Sides Black |  |  | 6110.5
Racks and Enclosures » Racks and Accessories » Custom
Racks and Enclosures | AR7588LX795 | Vertical Cable Manager for NetShelter SX 750mm Wide 60U (Qty 2), 6" Fingers on Left Side Only |  |  | 739.31
Racks and Enclosures | AR7588RX795 | Vertical Cable Manager for NetShelter SX 750mm Wide 60U (Qty 2), 6" Fingers on Right Side Only |  |  | 739.31
Racks and Enclosures | AR7701AWHT-S | NetShelter SX High Seismic Region & OSHPD Bolt-Down Kit , White |  |  | 163.35
Racks and Enclosures | AR7701WHT | NetShelter SX Bolt-Down Kit, SE White |  |  | 148.83
Racks and Enclosures | AR7723X587 | Vertical Cable Manager for NetShelter SX 600mm Wide 48U (Qty 2), 1" extra depth |  |  | 470.69
Racks and Enclosures | AR8008WHT | Horizontal Cable Organizer Side Channel 18 to 30 Inch Adjustment, White |  |  | 133.1
» Racks and Accessories » Custom
| AR8172BLKX417 | Data Cable Partition, NetShelter, 800mm Wide |  |  | 222.64
| AR8173BLKX417 | Data Cable Partition, NetShelter, 800mm Wide, pass-through |  |  | 222.64
Racks and Enclosures » Racks and Accessories » Custom
Racks and Enclosures | AR8442WHT | Vertical Cable Organizer, 8 Cable Rings, Zero U, SE White |  |  | 278.3
» Racks and Accessories » Custom
| AR8571X417 | Cable Trough, 800mm |  |  | 310.97
Racks and Enclosures » Racks and Accessories » Custom
Racks and Enclosures | AR8605WHT | 3U Horizontal Cable Manager, 6" Fingers top and bottom, White Paint and Fingers |  |  | 310.97
Racks and Enclosures | AR8652X859 | Expandable Vertical Rack PDU Mounting Bracket Kit for 2-Post Racks |  |  | 177.87
» Racks and Accessories » EcoStruxure Micro Data Centers
| GENACCINSTL | GENERAL ACCESSORY INSTALLATION |  |  | 43.56
| MDC24SX3KVAT | Micro Data Center 24U SX, 3KVA, 120V |  |  | 19704.85
| MDC42SX5KVAT | Micro Data Center 42U SX, 5KVA, 208V |  |  | 32506.65
| MDCBASEINSTLK | Base Enclosure Integration |  |  | 5487.35
| MDCBASEINSTLK2 | Base Enclosure Integration - NAM |  |  | 2746.7
| MDCECOSTRINSTLK | Ecostruxure IT Gateway Integ - NAM |  |  | 424.71
| MDCFANINSTLK | Fan flip and install, per fan |  |  | 427.13
| MDCHTRINSTLK | Heater install for one heater |  |  | 398.09
| MDCHTRRELAYINSTLK | Heater install for one timing relay, one power relay, terminal block, junction box |  |  | 554.18
| MDCINTEGMATLK | MDC Integration Material - NAM |  |  | 641.3
| MDCINTEGMATLKWM | MDC Integration Material WM - NAM |  |  | 987.36
| MDCMOUNTWIREINSTLK | Mount, Wire, Install Component |  |  | 301.29
| MDCNBTZINSTLKWM | NetBotz Integration WM - NAM |  |  | 585.64
| MDCNTBTZINSTLK | NetBotz Integration - NAM |  |  | 450.12
| MDCPDUINSTLK | RPDU Integration - NAM |  |  | 231.11
| MDCUPSINSTLK | UPS Installation (on SURTRK4 rails if 1000mm o0r deeper enclosure), includes mount of temp sensor that comes with UPS |  |  | 554.18
| MDCUPSINSTLKWM | UPS Integration WM - NAM |  |  | 424.71
| MDCVENTINSTLK | Vent grid install, per vent |  |  | 248.05
| MDCWALLBASEINSTLK | Base Wall Enclosure Integration - NAM |  |  | 2250.6
| NBOTZMNTINSTL | NETBOTZ MONITOR INSTALLATION |  |  | 256.52
| NBOTZMNTINSTLA | NETBOTZ MONITOR INSTALLATION |  |  | 256.52
| NBOTZPODINSTL | NETBOTZ POD INSTALLATION |  |  | 170.61
| NBOTZPODINSTLA | NETBOTZ POD INSTALLATION |  |  | 170.61
| NBOTZSNRINSTL | NETBOTZ SENSOR INSTALLATION |  |  | 85.91
| NBOTZSNRINSTLA | NETBOTZ SENSOR INSTALLATION |  |  | 85.91
| NETBOTZINSTL | NETBOTZ INSTALLATION |  |  | 427.13
» Racks and Accessories » EcoStruxure Micro Data Centers
| RACKPDUINSTL | RACK PDU INSTALLATION |  |  | 71.39
| UPSINSTL | UPS INSTALLATION |  |  | 256.52
» Racks and Accessories » NetShelter Airflow Management
| AR7708 | NetShelter SX Air Recirculation Prevention Kit |  |  | 203.28
| AR7720 | KoldLok Integral Raised Floor Grommet |  |  | 2311.1
| AR7730 | KoldLok Surface Mount Raised Floor Grommet |  |  | 3502.95
| AR7731 | NetShelter SX External Air Sealing Kit |  |  | 1264.45
| AR8101BLK | Blanking Panel Kit 19" Black (1U, 2U, 4U, 8U) |  |  | 203.28
| AR8108BLK | 1U Blanking Panel Kit 19" Black |  |  | 67.76
| AR8136BLK | APC 1U 19" Black Modular Toolless Blanking Panel - Qty 10 |  |  | 114.95
| AR8136BLK200 | APC 1U 19" Black Modular Toolless Blanking Panel - Qty 200 |  |  | 1228.15
| AR8136WHT | APC 1U 19" White Modular Toolless Blanking Panel - Qty 10 |  |  | 114.95
| AR8136WHT200 | APC 1U 19" White Modular Toolless Blanking Panel - Qty 200 |  |  | 1228.15
| AR8355 | NetShelter WX Vented Gland Plates |  |  | 71.39
» Racks and Accessories » NetShelter Aisle Containment
| ACAC22000 | Active Flow Controller - 25Pa |  |  | 3273.05
| ACAC22001 | Mounting Kit, 1U / Duct - Active Flow Controller |  |  | 192.39
| ACDC1005 | BAYING KIT - 900mm to 900mm |  |  | 424.71
| ACDC2000 | Ceiling Panel Mounting Rail - 1800mm (70.9in) |  |  | 2081.2
| ACDC2001 | Ceiling Panel Mounting Rail - 600mm (23.6in) |  |  | 988.57
| ACDC2002 | Ceiling Panel Mounting Rail - 300mm (11.8in) |  |  | 642.51
| ACDC2003 | Ceiling Panel Mounting Rail - 100mm (3.9in) |  |  | 376.31
| ACDC2004 | Ceiling Panel Wall Mount - Single Row - 1800mm (70.9in) |  |  | 219.01
| ACDC2005 | Mounting Brackets - Ceiling Panel Rail (Cooling / Racks) |  |  | 143.99
| ACDC2006 | Mounting Brackets - Ceiling Panel Rail (Power) |  |  | 171.82
| ACDC2015 | Ceiling Panel Lock System (w/o power supply) |  |  | 1110.78
| ACDC2016 | Ceiling Panel Lock System, 100-120V (w/ power supply) |  |  | 2613.6
| ACDC2017 | Ceiling Panel Lock System, 200-240V (w/ power supply) |  |  | 2601.5
| ACDC2018 | Aisle Containment Lighting kit (w/ power supply) |  |  | 2601.5
| ACDC2019 | Aisle Containment Lighting kit (w/o power supply) |  |  | 868.78
| ACDC2100 | Ceiling Panel - 900mm (36in) |  |  | 204.49
| ACDC2101 | Ceiling Panel - 900mm (36in) - V0 |  |  | 361.79
| ACDC2102 | Ceiling Panel - 1200mm (48in) |  |  | 248.05
| ACDC2103 | Ceiling Panel - 1200mm (48in) - V0 |  |  | 477.95
| ACDC2104 | Ceiling Panel - 1500mm (60in) |  |  | 290.4
| ACDC2105 | Ceiling Panel - 1500mm (60in) - V0 |  |  | 571.12
| ACDC2106 | Ceiling Panel - 1800mm (72in) |  |  | 333.96
| ACDC2107 | Ceiling Panel - 1800mm (72in) - V0 |  |  | 681.23
| ACDC2200 | Adjustable Mounting Support, 152 - 241mm (6 - 9.5in) |  |  | 1234.2
| ACDC2201 | Adjustable Mounting Support, 152 - 241mm (6 - 9.5in) - V0 |  |  | 1482.25
| ACDC2202 | Adjustable Mounting Support, 241 - 419mm (9.5 - 16.5in) |  |  | 1288.65
| ACDC2203 | Adjustable Mounting Support, 241 - 419mm (9.5 - 16.5in) - V0 |  |  | 1633.5
| ACDC2204 | Mounting Brackets - Adjustable Mounting Support (Cooling / Racks) |  |  | 90.75
| ACDC2205 | Mounting Brackets - Adjustable Mounting Support (Power) |  |  | 206.91
| ACDC2300 | Duct Mounting Rail |  |  | 2686.2
| ACDC2301 | Duct Mounting Rail - (Expansion) |  |  | 561.44
| ACDC2302 | Mounting Support - Duct Lighting (w/o lights) |  |  | 248.05
| ACDC2303 | Duct Panel - 1012mm (40in) W x up to 787mm (31in) H |  |  | 516.67
| ACDC2304 | Duct Panel - 1012mm (40in) W x up to 787mm (31in) H - V0 |  |  | 681.23
| ACDC2305 | Duct Panel - 1012mm (40in) W x up to 1041mm (41in) H |  |  | 571.12
| ACDC2306 | Duct Panel - 1012mm (40in) W x up to 1041mm (41in) H - V0 |  |  | 872.41
| ACDC2307 | Duct Panel - 1012mm (40in) W x up to 1270mm (50in) H |  |  | 675.18
| ACDC2308 | Duct Panel - 1012mm (40in) W x up to 1270mm (50in) H - V0 |  |  | 986.15
| ACDC2309 | Duct Panel - 1012mm (40in) W x up to 1524mm (60in) H |  |  | 678.81
| ACDC2310 | Duct Panel - 1012mm (40in) W x up to 1524mm (60in) H - V0 |  |  | 1148.29
| ACDC2311 | Duct Frame Extension - End of Aisle, 1200 - 1800mm (48 - 72in) |  |  | 666.71
| ACDC2400 | Aisle Containment Door - Sliding |  |  | 6225.45
| ACDC2401 | Door Header - 42U SX |  |  | 2208.25
| ACDC2402 | Door Header - 42U VX / 45U SX |  |  | 2190.1
| ACDC2403 | Door Header - 48U SX |  |  | 2250.6
| ACDC2404 | Door Post, 900 - 1200mm (36 - 48in) Aisle Width |  |  | 779.24
| ACDC2405 | Door Post, 1200 - 1500mm (48 - 60in) Aisle Width |  |  | 1191.85
| ACDC2406 | Door Post, 1500 - 1800mm (60 - 72in) Aisle Width |  |  | 1627.45
| ACDC2408 | Door Lock |  |  | 154.88
| ACDC2410 | Curtain Door Mounting Rail, 900 - 1200mm (36 - 48in) aisle width |  |  | 448.91
| ACDC2411 | Curtain Door Mounting Rail, 1500 - 1800mm (60 - 72in) aisle width |  |  | 561.44
| ACDC2500 | Roof Height Adapter, SX42U to VX42U, 300mm |  |  | 465.85
| ACDC2501 | Roof Height Adapter, SX42U to VX42U, 600mm |  |  | 595.32
| ACDC2502 | Roof Height Adapter, SX42U to VX42U, 700mm |  |  | 525.14
| ACDC2503 | Roof Height Adapter, SX42U to VX42U, 750mm |  |  | 561.44
| ACDC2505 | Roof Height Adapter, SX42U to SX45U, 300mm |  |  | 522.72
| ACDC2506 | Roof Height Adapter, SX42U to SX45U, 600mm |  |  | 624.36
| ACDC2507 | Roof Height Adapter, SX42U to SX45U, 700mm |  |  | 637.67
| ACDC2508 | Roof Height Adapter, SX42U to SX45U, 750mm |  |  | 676.39
| ACDC2509 | Roof Height Adapter, SX42U to SX45U, 1016mm |  |  | 1046.65
| ACDC2512 | Roof Height Adapter, SX42U to SX48U, 300mm |  |  | 721.16
| ACDC2513 | Roof Height Adapter, SX42U to SX48U, 600mm |  |  | 854.26
| ACDC2514 | Roof Height Adapter, SX42U to SX48U, 700mm |  |  | 736.89
| ACDC2515 | Roof Height Adapter, SX42U to SX48U, 750mm |  |  | 785.29
| ACDC2516 | Roof Height Adapter, SX42U to SX48U, 1016mm |  |  | 1160.39
| ACDC2517 | Roof Height Adapter, VX42U to SX48U, 600mm |  |  | 1379.4
| ACDC2550 | Depth Adapter, 1070 to 1200mm, SX42U, 300mm Width |  |  | 538.45
| ACDC2551 | Depth Adapter, 1070 to 1200mm, SX42U to SX48U, 600-750mm Width |  |  | 776.82
| ACDC2552 | Depth Adapter, 900 to 1200mm, VX42U, 600mm Width |  |  | 412.61
| ACDC2553 | Depth Adapter, 900 to 1200mm, VX42U, 750mm Width |  |  | 410.19
| ACDC2575 | Blanking Panel, 42-48U SX / 42U VX, 300mm |  |  | 869.99
| ACDC2576 | Blanking Panel, 42-48U SX / 42U VX, 600mm |  |  | 980.1
| ACDC2577 | Blanking Panel, 42-48U SX / 42U VX, 700mm |  |  | 917.18
| ACDC2578 | Blanking Panel, 42-48U SX / 42U VX, 750mm |  |  | 1276.55
» Racks and Accessories » NetShelter CX Enclosures
| AR4018SP | NetShelter CX 18U Secure Soundproof Server Room in a Box Enclosure - Shock Packaging | 115, 240, 230, 100, 208, 120, 200, 220, 110 |  | 9377.5
| AR4024SP | NetShelter CX 24U Secure Soundproof Server Room in a Box Enclosure - Shock Packaging | 230, 220, 240, 200, 120, 208, 110, 100, 127, 115 |  | 11936.65
Service Spares » Racks and Accessories » NetShelter CX Enclosures
Service Spares | AR4703 | NetShelter CX Fan Booster Kit | 100, 115, 240, 220, 200, 208, 120, 230 |  | 1194.27
» Racks and Accessories » NetShelter Cable Management
| AR7209 | NetShelter SX Trough and Partition Roof Bridge |  |  | 168.19
| AR7502 | Vertical Cable Organizer, NetShelter SX, 42U (Qty. 2) |  |  | 251.68
| AR7505 | Vertical Cable Organizer, Center Rear Mount, NetShelter SX |  |  | 346.06
| AR7511 | Narrow Vertical Cable Organizer, NetShelter SX, 42U |  |  | 221.43
| AR7540 | Toolless Cable Management Rings (Qty 10) |  |  | 61.71
| AR7540100 | Toolless Cable Management Rings (Qty 100) |  |  | 597.74
| AR7552 | Vertical Cable Organizer, NetShelter SX, 45U |  |  | 248.05
| AR7572 | Vertical Cable Organizer, NetShelter SX, 48U |  |  | 250.47
| AR7580A | Vertical Cable Manager for NetShelter SX 750mm Wide 42U |  |  | 629.2
| AR7581A | Hinged Covers for NetShelter SX 750mm Wide 42U Vertical Cable Manager (Qty 2) |  |  | 238.37
| AR7582A | Cable Retainer for NetShelter SX 750mm Wide Vertical Cable Managers (Qty 6) |  |  | 93.17
| AR7585 | Vertical Cable Manager for NetShelter SX 750mm Wide 45U (Qty 2) |  |  | 693.33
| AR7586 | Hinged Covers for NetShelter SX 750mm Wide 45U Vertical Cable Manager (Qty 2) |  |  | 269.83
| AR7588 | Vertical Cable Manager for NetShelter SX 750mm Wide 48U |  |  | 724.79
| AR7589 | Hinged Covers for NetShelter SX 750mm Wide 48U Vertical Cable Manager (Qty 2) |  |  | 302.5
| AR7706 | Mounting Rail Brush Strips, NetShelter SX, 750mm Wide |  |  | 392.04
| AR7707 | Cable Management Rings, 8 Inch Deep, NetShelter SX, 750mm Wide (Qty. 8) |  |  | 157.3
| AR7710 | Cable Containment Brackets with PDU Mounting Capability for NetShelter SX |  |  | 244.42
| AR7717A | Vertical Cable Manager for NetShelter SX 42U Networking Enclosure (Qty 4) |  |  | 597.74
| AR7721 | Vertical Cable Manager for NetShelter SX 600mm Wide 42U (Qty 2) |  |  | 408.98
| AR7722 | Vertical Cable Manager for NetShelter SX 600mm Wide 45U (Qty 2) |  |  | 441.65
| AR7723 | Vertical Cable Manager for NetShelter SX 600mm Wide 48U (Qty 2) |  |  | 473.11
| AR7727 | Vertical Cable Manager for NetShelter SX 45U Networking Enclosure (Qty 4) |  |  | 597.74
| AR7737 | Vertical Cable Manager for NetShelter SX 48U Networking Enclosure (Qty 4) |  |  | 597.74
| AR8008BLK | Horizontal Cable Organizer Side Channel 18 to 30 inch adjustment |  |  | 139.15
| AR8016ABLK | Horizontal Cable Organizer Side Channel 10 to 18 inch adjustment |  |  | 125.84
| AR8113A | Cable Management Rings (Qty. 5 Large and 5 Small Rings) |  |  | 134.31
| AR8129 | Cable Management Arm |  |  | 226.27
| AR8162ABLK | Data Cable Partition, NetShelter, 600mm Wide |  |  | 118.58
| AR8163ABLK | Data Cable Partition, NetShelter, 600mm Wide, pass-through |  |  | 118.58
| AR8164ABLK | Cable Ladder 6" (15cm) Wide w/Ladder Attachment Kit (AR8166ABLK) |  |  | 490.05
| AR8164AKIT | Cable Ladder 6" (15cm) Wide (Qty 1) |  |  | 381.15
| AR8165ABLK | Cable Ladder 12" (30cm) Wide w/Ladder Attachment Kit (AR8166ABLK) |  |  | 516.67
| AR8165AKIT | Cable Ladder 12" (30cm) Wide (Qty 1) |  |  | 398.09
| AR8166ABLK | Cable Ladder Attachment Kit, Power Cable Troughs |  |  | 163.35
| AR8172BLK | Data Cable Partition, NetShelter, 750mm Wide |  |  | 188.76
| AR8173BLK | Data Cable Partition, NetShelter, 750mm Wide, pass-through |  |  | 188.76
| AR8177BLK | Cable Ladder Attachment Kit, 750mm Wide, Data Cable Partitions |  |  | 197.23
| AR8182BLK | Data Cable Partition, InfraStruXure PDU, 750mm Wide |  |  | 206.91
| AR8183BLK | Data Cable Partition, InfraStruXure PDU, 750mm Wide, pass-through |  |  | 188.76
| AR8184 | Cable Partition, 300mm |  |  | 111.32
| AR8186 | Bracket Kit, Cable Ladder Elevation |  |  | 119.79
| AR8190BLK | Third Party Rack Trough and Partition Adapter |  |  | 542.08
| AR824002 | Accessory Bracket (Qty 2), NetShelter SV |  |  | 125.84
| AR8425A | Horizontal Cable Organizer 1U |  |  | 105.27
| AR8426A | Horizontal Cable Organizer 2U |  |  | 113.74
| AR8427A | Horizontal Cable Organizer 2U w/cable fingers |  |  | 136.73
| AR8428 | Horizontal Cable Organizer 2U w/pass through holes |  |  | 101.64
| AR8429 | Horizontal Cable Organizer 1U w/brush strip |  |  | 84.7
| AR8442 | Vertical Cable Organizer, 8 Cable Rings, Zero U |  |  | 298.87
| AR8443A | Vertical Fiber Organizer |  |  | 327.91
| AR8444 | Spools for Vertical Fiber Organizer Qty. (4) |  |  | 151.25
| AR8462 | Cable Ladder Angle Clamp Kit |  |  | 211.75
| AR8465 | Cable Ladder Wall Termination Kit |  |  | 101.64
| AR8560 | Cable Trough, Open Bottom, 600mm |  |  | 263.78
| AR8561 | Cable Trough, 600mm |  |  | 255.31
| AR8567 | Trough End Cap |  |  | 90.75
| AR8571 | Cable Trough, 750mm |  |  | 298.87
| AR8574 | Perforated Cover, Cable Trough, 600mm |  |  | 157.3
| AR8575 | Perforated Cover, Cable Trough, 750mm |  |  | 157.3
| AR8576 | Ladder Hanger Kit, Cable Trough |  |  | 125.84
| AR8579 | Grommet, Edge Protection for NetShelter and Acc., PVC, Length-4m |  |  | 61.71
| AR8580 | Cable Trough, Open Bottom, 300mm |  |  | 221.43
| AR8600A | Horizontal Cable Manager, 2U x 4" Deep, Single-Sided with Cover |  |  | 211.75
| AR8602A | Horizontal Cable Manager, 1U x 4" Deep, Single-Sided with Cover |  |  | 157.3
| AR8603A | 2U Horizontal Cable Manager, 6" Fingers Top, Bottom Tie Down |  |  | 278.3
| AR8605 | 3U Horizontal Cable Manager, 6" Fingers top and bottom |  |  | 298.87
| AR8606 | 2U Horizontal Cable Manager, 6" Fingers top and bottom |  |  | 197.23
| AR8612 | 1U Horizontal Cable Manager, 6" deep, Single-Sided |  |  | 177.87
| AR8615 | CDX,Vertical Cable Manager, 84"x6"Wide, Single-Sided |  |  | 1391.5
| AR8621 | Toolless Hook and Loop Cable Managers (Qty 10) |  |  | 87.12
| AR8625 | CDX, Vertical Cable Manager, 84"x6" wide, Double-Sided |  |  | 2353.45
| AR8635 | CDX, Vertical Cable Manager, 84"x10" wide, Single-Sided |  |  | 2050.95
| AR8645 | CDX, Vertical Cable Manager, 84"x10" wide Double-Sided |  |  | 2674.1
| AR8654 | Cable Fall for NetShelter Racks and Enclosures (Qty 2) |  |  | 217.8
| AR8665 | CDX, Vertical Cable Management, 84"x12" wide, Single-Sided |  |  | 1936
| AR8675 | CDX, Vertical Cable Manager, 84"x12" wide, Double-Sided |  |  | 2904
| AR8678 | CDX Side Cover, for Single Sided 84" Manager |  |  | 690.91
| AR8679 | CDX,Side Cover, for Double Sided 84" Manager |  |  | 751.41
| AR8682 | CDX, Connector Accessory Bracket, 10" (2 per kit) |  |  | 145.2
| AR8683 | CDX, Connector Accessory Bracket, 12" (2 per kit) |  |  | 151.25
| AR8715 | Valueline, Vertical Cable Manager for 2 & 4 Post Racks, 84"H X 6"W, Single-Sided with Door |  |  | 600.16
| AR8725 | Valueline, Vertical Cable Manager for 2 & 4 Post Racks, 84"H X 6"W, Double-Sided with Doors |  |  | 765.93
| AR8765 | Valueline, Vertical Cable Manager for 2 & 4 Post Racks, 84"H X 12"W, Single-Sided with Door |  |  | 901.45
| AR8768 | Valueline, Vertical Cable Manager for 2 & 4 Post Racks, 96"H X 12"W, Single-Sided with Door |  |  | 1023.66
| AR8775 | Valueline, Vertical Cable Manager for 2 & 4 Post Racks, 84"H X 12"W, Double-Sided with Doors |  |  | 1052.7
» Racks and Accessories » NetShelter Enclosure Components
| AP9513 | MEASURE-UPS SWITCH KIT |  |  | 198.44
| AR7000A | NetShelter SX 42U 600mm Wide Perforated Curved Door Black |  |  | 684.86
| AR7000AW | NetShelter SX 42U 600mm Wide Perforated Curved Door White |  |  | 684.86
| AR7003 | NetShelter SX Colocation 20U 600mm Wide Perforated Curved Door Black |  |  | 705.43
| AR7005 | NetShelter SX 45U 600mm Wide Perforated Curved Door Black |  |  | 728.42
| AR7007A | NetShelter SX 48U 600mm Wide Perforated Curved Door Black |  |  | 768.35
| AR702400 | NetShelter SV 42U 600mm Wide Perforated Flat Door Black |  |  | 649.77
| AR702407 | NetShelter SV 48U 600mm Wide Perforated Flat Door Black |  |  | 722.37
| AR702480 | NetShelter SV 42U 800mm Wide Perforated Flat Door Black |  |  | 768.35
| AR7050A | NetShelter SX 42U 750mm Wide Perforated Curved Door Black |  |  | 768.35
| AR7050AW | NetShelter SX 42U 750mm Wide Perforated Curved Door White |  |  | 768.35
| AR7055 | NetShelter SX 45U 750mm Wide Perforated Curved Door Black |  |  | 847
| AR7057A | NetShelter SX 48U 750mm Wide Perforated Curved Door Black |  |  | 867.57
| AR7060 | NetShelter SX 12U 600mm Wide Perforated Curved Door Black |  |  | 497.31
Racks and Enclosures » Racks and Accessories » NetShelter Enclosure Components
Racks and Enclosures | AR7061 | NetShelter SX 18U 600mm Wide Perforated Curved Door Black |  |  | 554.18
» Racks and Accessories » NetShelter Enclosure Components
| AR7100 | NetShelter SX 42U 600mm Wide Perforated Split Doors Black |  |  | 678.81
| AR7100W | NetShelter SX 42U 600mm Wide Perforated Split Doors SE White |  |  | 678.81
| AR7103 | NetShelter SX Colocation 20U 600mm Wide Perforated Split Doors Black |  |  | 652.19
| AR7105 | NetShelter SX 45U 600mm Wide Perforated Split Doors Black |  |  | 734.47
| AR7107 | NetShelter SX 48U 600mm Wide Perforated Split Doors Black |  |  | 820.38
| AR712107 | NetShelter SV 48U 600mm Wide Perforated Split Rear Doors Black |  |  | 801.02
| AR712400 | NetShelter SV 42U 600mm Wide Perforated Split Rear Doors |  |  | 759.88
| AR712480 | NetShelter SV 42U 800mm Wide Perforated Split Rear Doors |  |  | 884.51
| AR7150 | NetShelter SX 42U 750mm Wide Perforated Split Doors Black |  |  | 878.46
| AR7150W | NetShelter SX 42U 750mm Wide Perforated Split Doors SE White |  |  | 878.46
| AR7155 | NetShelter SX 45U 750mm Wide Perforated Split Doors Black |  |  | 1011.56
| AR7155W | NetShelter SX 45U 750mm Wide Perforated Split Doors White |  |  | 1011.56
| AR7157 | NetShelter SX 48U 750mm Wide Perforated Split Doors Black |  |  | 1068.43
Racks and Enclosures » Racks and Accessories » NetShelter Enclosure Components
Racks and Enclosures | AR7160 | NetShelter SX 12U 600mm Wide Perforated Split Doors Black |  |  | 554.18
» Racks and Accessories » NetShelter Enclosure Components
| AR7161 | NetShelter SX 18U 600mm Wide Perforated Split Doors Black |  |  | 583.22
| AR7201 | NetShelter SX 600mm Wide x 1070mm Deep Standard Roof Black |  |  | 302.5
| AR7201A | NetShelter SX 600mm Wide x 1070mm Deep Performance Roof Black |  |  | 302.5
| AR7202 | Roof Match Kit for SX to VX, 750mm |  |  | 693.33
| AR7203 | Roof Match Kit for SX to VX, 600mm |  |  | 589.27
| AR7211 | NetShelter SX 600mm Wide x 1200mm Deep Roof |  |  | 554.18
| AR7211A | NetShelter SX 600mm Wide x 1200mm Deep Performance Roof Black |  |  | 724.79
| AR7212 | NetShelter SX 750mm Wide x 1200mm Deep Roof |  |  | 585.64
| AR7212A | NetShelter SX 750mm Wide x 1200mm Deep Performance Roof Black |  |  | 585.64
| AR7214 | NetShelter AV 600mm Wide x 825mm Deep Solid Roof |  |  | 369.05
| AR722580 | NetShelter SV 1200mm Deep 800mm Wide Roof |  |  | 589.27
| AR7251 | NetShelter SX 750mm Wide x 1070mm Deep Standard Roof Black |  |  | 574.75
| AR7251A | NetShelter SX 750mm Wide x 1070mm Deep Performance Roof Black |  |  | 574.75
| AR7252 | NetShelter SX 750mm Wide x 1070mm Deep Networking Roof |  |  | 681.23
| AR7252W | NetShelter SX 750mm Wide x 1070mm Deep Networking Roof SE White |  |  | 997.04
| AR7260 | NetShelter SX 12U/18U Roof 900mm Deep Black |  |  | 454.96
| AR7261 | NetShelter SX 12U/18U Roof 1070mm Deep Black |  |  | 469.48
| AR7301 | NetShelter SX 42U 1070mm Deep Split Side Panels Black Qty 2 |  |  | 626.78
| AR7301W | NetShelter SX 42U 1070mm Deep Split Side Panels Qty 2, SE White |  |  | 626.78
| AR7303 | NetShelter SX 42U 1200mm Deep Split Side Panels Qty. (2) |  |  | 1156.76
| AR7303W | NetShelter SX 42U 1200mm Deep Split Side Panels Qty. (2), SE White |  |  | 1156.76
| AR7304 | NetShelter SX 48U 1200mm Deep Split Side Panels Qty. (2) |  |  | 1234.2
| AR7304W | NetShelter SX 48U 1200mm Deep Split Side Panels Qty. (2), SE White |  |  | 1234.2
| AR7305A | NetShelter SX 42U 1070 Split Feed Through Side Panels Black Qty 2 |  |  | 1421.75
| AR7306 | NetShelter AV 42U 825mm Deep Split Side Panels Qty (2) |  |  | 666.71
| AR7307 | NetShelter SX 45U 1070mm Deep Split Side Panels Black Qty 2 |  |  | 793.76
| AR7308 | NetShelter SX 45U 1200mm Deep Split Side Panels Black Qty 2 |  |  | 1203.95
| AR7313 | NetShelter SX 42U 1200 Split Feed Through Side Panels Black Qty 2 |  |  | 1397.55
| AR7314 | NetShelter SX 48U 1200 Split Feed Through Side Panels Black Qty 2 |  |  | 1548.8
| AR7315 | NetShelter SX 45U 1070 Split Feed Through Side Panels Black Qty 2 |  |  | 1046.65
| AR7316 | NetShelter SX 45U 1200 Split Feed Through Side Panels Black Qty 2 |  |  | 1300.75
| AR732400 | NetShelter SV 42U 1060mm Deep Side Panels Black |  |  | 554.18
| AR732500 | NetShelter SV 42U 1200mm Deep Side Panels Black |  |  | 585.64
| AR732507 | NetShelter SV 48U 1200mm Deep Side Panels Black |  |  | 618.31
| AR7360 | NetShelter SX 12U 900mm Deep Side Panel (Qty 1) |  |  | 611.05
Racks and Enclosures » Racks and Accessories » NetShelter Enclosure Components
Racks and Enclosures | AR7361 | NetShelter SX 18U 900mm Deep Side Panel (Qty 1) |  |  | 781.66
» Racks and Accessories » NetShelter Enclosure Components
| AR7362 | NetShelter SX 12U 1070mm Deep Side Panel (Qty 1) |  |  | 640.09
| AR7363 | NetShelter SX 18U 1070mm Deep Side Panel (Qty 1) |  |  | 810.7
| AR7371 | NetShelter SX 48U 1070mm Deep Split Side Panels Black Qty 2 |  |  | 647.35
| AR7375 | NetShelter SX 48U 1070 Split Feed Through Side Panels Black Qty 2 |  |  | 1476.2
| AR7714 | NetShelter SX Roof Brush Strip |  |  | 165.77
| AR7716 | NetShelter SX 750mm Wide x 1200mm Deep Networking Roof |  |  | 730.84
| AR7716W | NetShelter SX 750mm Wide x 1200mm Deep Networking Roof SE White |  |  | 730.84
| AR7719 | NetShelter ValueLine Swivel Caster Kit (Qty = 4) |  |  | 159.72
| AR8132A | Combination Lock Handles (Qty 2) |  |  | 429.55
| AR8356 | NETSHELTER 13U GLASS DOOR |  |  | 332.75
| AR8358 | NESHELTER 13U REAR DOOR |  |  | 250.47
| AR8359 | NetShelter WX Caster Kit |  |  | 269.83
| AR8361BLK | 42U CURVED FRONT DOOR BLACK |  |  | 678.81
| AR8362BLK | NetShelter VX-VS 42U Split Rear Doors 600mm wide Black |  |  | 897.82
| AR8392BLK | 42U SEISMIC LEFT SIDE PANEL 1070MM DEEP BLACK |  |  | 545.71
| AR8393BLK | 42U SEISMIC RIGHT SIDE PANEL 1070MM DEEP BLACK |  |  | 635.25
| AR8470 | AR106V Server Support Bracket |  |  | 477.95
| AR8471 | AR106V Caster Kit. |  |  | 170.61
| AR8472 | AR106V Filter. |  |  | 170.61
» Racks and Accessories » NetShelter Ethernet Switches
| AP9224110 | APC 24 Port 10/100 Ethernet Switch | 100, 230, 120, 208, 200 |  | 654.61
» Racks and Accessories » NetShelter KVM Switches
| AP5253 | APC KVM USB Cable - 6 ft (1.8 m) |  |  | 141.57
| AP5257 | APC KVM USB Cable - 12 ft (3.6 m) |  |  | 188.76
| AP5261 | APC KVM USB Cable - 25 ft (7.6 m) |  |  | 228.69
| AP5263 | APC KVM Daisy-Chain Cable - 6 ft (1.8 m) |  |  | 168.19
| AP5821 | APC Integrated Rack LCD/KVM USB Cable - 6ft (1.8m) |  |  | 134.31
| AP5822 | APC Integrated Rack LCD/KVM USB Cable - 10ft (3m) |  |  | 181.5
| AP5823 | APC Integrated Rack LCD/KVM USB Cable - 17ft (5m) |  |  | 221.43
| KVM-DVIVMCAC | APC KVM 2G, SERVER MODULE, DVI WITH VIRTUAL MEDIA AND CAC |  |  | 366.63
| KVM-HDMIVMCAC | APC KVM 2G, SERVER MODULE, HDMI WITH VIRTUAL MEDIA AND CAC |  |  | 366.63
| KVM-LCDMOUNT | APC KVM 2G, LCD Rear Mounting Kit |  |  | 134.31
| KVM-PS2 | APC KVM 2G, Server Module, PS/2 |  |  | 243.21
| KVM-PS2VM | APC KVM 2G, Server Module, PS/2 with Virtual Media |  |  | 292.82
| KVM-USB | APC KVM 2G, Server Module, USB |  |  | 243.21
| KVM-USBVM | APC KVM 2G, Server Module, USB with Virtual Media |  |  | 292.82
| KVM-USBVMCAC | APC KVM 2G, Server Module, USB with Virtual Media and CAC |  |  | 338.8
| KVM0108A | APC KVM 2G, Analog, 1 Local User, 8 Ports |  |  | 952.27
| KVM0116A | APC KVM 2G, Analog, 1 Local User, 16 ports |  |  | 1294.7
| KVM1116R | APC KVM 2G, Digital/IP, 1 Remote/1 Local User, 16 Ports with Virtual Media - FIPS 140-2 | 24 DC, 230, 208, 100, 120, 240 |  | 2250.6
| SEKVM1024N | APC KVM Access Software 1024 Node License |  |  | 15348.85
» Racks and Accessories » NetShelter Network Connectivity
| AR8451 | APC Data Distribution 1U Panel, Holds 4 each Data Distribution Cables for a Total of 24 Ports |  |  | 61.71
| AR8452 | APC Data Distribution 2U Panel, Holds 8 each Data Distribution Cables for a Total of 48 Ports |  |  | 90.75
| AR8457 | APC Data Distribution 0U SX Panel |  |  | 108.9
| AR8469 | Data Distribution Plastic Snap-in Panel NetShelter SX (Qty 8) |  |  | 96.8
| CAT6PNL-24 | APC CAT 6 Patch Panel, 24 port RJ45 to 110 568 A/B color coded |  |  | 399.3
| CAT6PNL-48 | APC CAT 6 Patch Panel, 48 port RJ45 to 110 568 A/B color coded |  |  | 710.27
| DDCC6-011 | APC Data Distribution Cable, CAT6 UTP CMR 6XRJ-45 Black, 11FT (3.3M) |  |  | 350.9
| DDCC6-013 | APC Data Distribution Cable, CAT6 UTP CMR 6XRJ-45 Black, 13FT (3.9M) |  |  | 365.42
| DDCC6-023 | APC Data Distribution Cable, CAT6 UTP CMR 6XRJ-45 Black, 23FT (7.0M) |  |  | 446.49
| DDCC6-050 | APC Data Distribution Cable, CAT6 UTP CMR 6XRJ-45 Black, 50FT (15.2M) |  |  | 658.24
| DDCC6-060 | APC Data Distribution Cable, CAT6 UTP CMR 6XRJ-45 Black, 60FT (18.2M) |  |  | 734.47
Network Connectivity » Racks and Accessories » NetShelter Network Connectivity
Network Connectivity | VDIM33174 | PATCHING FRAME OVERHEAD 19INCH 4U |  |  | 359.37
» Racks and Accessories » NetShelter Open Frame Racks
| AR201 | NetShelter 2 Post Rack 45U #12-24 Threaded Holes Black |  |  | 335.17
| AR203A | NetShelter 4 Post Open Frame Rack 44U Square Holes |  |  | 1133.77
| AR204A | NetShelter 4 Post Open Frame Rack 44U #12-24 Threaded Holes |  |  | 1133.77
» Racks and Accessories » NetShelter Pod Containment
| FS-AC-1001-U | HyperPod Accessory - Air Sealing Kit |  |  | 111.32
| FS-AC-1002-U | HyperPod Accessories - H-Seal |  |  | 71.39
| FS-AC-1003-U | HyperPod Accessories - C-Seal |  |  | 43.56
| FS-AC-2001-U | HyperPod Accessory - Row Length Brush Strip |  |  | 730.84
| FS-AC-3001-B | HyperPod Accessory - Large Cantilever Arms |  |  | 222.64
| FS-AC-3002-B | HyperPod Accessory - Overhead Support Frame, 8-12ft |  |  | 1881.55
| FS-AC-3003-B | HyperPod Accessory - Mini Cantilever Arms |  |  | 174.24
| FS-AC-4007-B | HyperPod Accessory - Aisle Crossover Tray, 5-6ft Aisle |  |  | 361.79
| FS-AC-4008-B | HyperPod Accessory - Aisle Crossover Tray, 3-4ft Aisle |  |  | 417.45
| FS-AC-5005-B | HyperPod Accessory - 42-52U Rack Blanking Panel 300mm |  |  | 477.95
| FS-AC-5006-B | HyperPod Accessory - 42-52U Rack Blanking Panel 600mm |  |  | 684.86
| FS-AC-5007-B | HyperPod Accessory - 42-52U Rack Blanking Panel 750mm |  |  | 859.1
| FS-AC-5008-B | HyperPod Accessory - 42-52U Rack Blanking Panel 800mm |  |  | 892.98
| FS-AC-6001-B | HyperPod Accessory - Lighting Kit Bracket |  |  | 509.41
| FS-AC-8001-U | HyperPod Accessory - Rack Height Adapter, 300mm |  |  | 170.61
| FS-AC-8002-U | HyperPod Accessory - Rack Height Adapter, 600mm |  |  | 272.25
| FS-AC-8003-U | HyperPod Accessory - Rack Height Adapter, 750mm |  |  | 250.47
| FS-AC-8004-U | HyperPod Accessory - Rack Height Adapter, 800mm |  |  | 258.94
| FS-DR-1001-B | HyperPod Door - Dual Sliding Doors |  |  | 3853.85
| FS-DR-1002-U | HyperPod Door - Single Hinged Door |  |  | 1488.3
| FS-DR-1003-B | HyperPod Door - Dual Sliding Doors 6ft |  |  | 3436.4
| FS-DR-2002-B | HyperPod Door - Door Frame, 5-6ft Aisle |  |  | 2135.65
| FS-DR-2003-B | HyperPod Door - Door Frame, 3-4ft Aisle |  |  | 1772.65
| FS-FM-1001-B | HyperPod Frame - Vertical Post (x2), Short Frame |  |  | 773.19
| FS-FM-1002-B | HyperPod Frame - Vertical Post (x2), Tall Frame |  |  | 859.1
| FS-FM-1011-U | HyperPod Frame - Post Alignment Tool - 4 |  |  | 242
| FS-FM-2002-B | HyperPod Frame - Aisle Width Beam (x1) 6ft |  |  | 262.57
| FS-FM-2003-B | HyperPod Frame - Aisle Width Beam (x1) 4ft |  |  | 125.84
| FS-FM-3001-B | HyperPod Frame - Aisle Length Beam (x2), 8-12ft |  |  | 1270.5
| FS-FM-4003-B | HyperPod Frame - 6ft Aisle End Panel (x2), Short Frame |  |  | 716.32
| FS-FM-4004-B | HyperPod Frame - 6ft Aisle End Panel (x2), Tall Frame |  |  | 549.34
| FS-FM-4005-B | HyperPod Frame - 4ft Aisle End Panel (x2) Short Frame |  |  | 388.41
| FS-FM-4006-B | HyperPod Frame - 4ft Aisle End Panel (x2) Tall Frame |  |  | 309.76
| FS-FM-5001-B | HyperPod Frame - Aisle Stop Rail (x2), 8-12ft |  |  | 358.16
| FS-FM-6001-B | HyperPod Frame - Raised Floor Support Stand 16 |  |  | 1091.42
| FS-FM-6002-B | HyperPod Frame - Raised Floor Support Stand 24 |  |  | 1095.05
| FS-FM-6003-B | HyperPod Frame - Raised Floor Support Stand 30 |  |  | 1099.89
| FS-FM-6004-B | HyperPod Frame - Raised Floor Support Stand 36 |  |  | 1103.52
| FS-RF-1002-B | HyperPod Roof - Roof Filler Panel Set, 6ft Aisle |  |  | 279.51
| FS-RF-1003-B | HyperPod Roof - Roof Filler Panel Set 4ft Aisle |  |  | 165.77
| FS-RF-2004-U | HyperPod Roof - 6ft Aisle Simple Roof Panel, 300mm |  |  | 471.9
| FS-RF-2005-U | HyperPod Roof - 6ft Aisle Simple Roof Panel, 600mm |  |  | 606.21
| FS-RF-2006-U | HyperPod Roof - 6ft Aisle Simple Roof Panel w Cutout, 600mm |  |  | 591.69
| FS-RF-2007-U | HyperPod Roof - 4ft Aisle Simple Roof Panel 300mm |  |  | 187.55
| FS-RF-2008-U | HyperPod Roof - 4ft Aisle Simple Roof Panel 600mm |  |  | 407.77
| FS-RF-2009-U | HyperPod Roof - 4ft Aisle Simple Roof w Cutout 600mm |  |  | 395.67
| FS-RF-3002-U | HyperPod Roof - Drop Roof Mounting Rail, 300mm |  |  | 431.97
| FS-RF-3004-U | HyperPod Roof - Drop Roof Mounting Rail, 600mm |  |  | 716.32
| FS-RF-3006-U | HyperPod Roof - Drop Roof Mounting Rail, 750mm |  |  | 815.54
| FS-RF-3007-U | HyperPod Roof - 4ft Aisle Drop Roof Panel 300mm |  |  | 174.24
| FS-RF-3008-U | HyperPod Roof - 4ft Aisle Drop Roof Panel 600mm |  |  | 301.29
| FS-RF-3009-U | HyperPod Roof - 4ft Aisle Drop Roof Panel 750mm |  |  | 336.38
| FS-WI-1001-U | HyperPod Window - Window Panel (x2), 2ft |  |  | 182.71
| FS-WI-1002-B | HyperPod Window - Window Rail |  |  | 730.84
| FS-WI-1003-B | HyperPod Window - Window Frame Brush Strips (x4) |  |  | 156.09
| FS-WI-1004-U | HyperPod Window - Window Brush Strip Pass-Through |  |  | 313.39
» Racks and Accessories » NetShelter Rack Containment
| ACCS1000 | APC Rack Air Containment Rear Assembly for InRow 300 mm |  |  | 1996.5
| ACCS1001 | APC Rack Air Containment Rear Assembly for NetShelter SX 42U and InRow 600mm |  |  | 3757.05
| ACCS1002 | APC Rack Air Containment End Caps |  |  | 935.33
| ACCS1003 | APC Rack Air Containment Front Assembly for InRow 300mm |  |  | 2317.15
| ACCS1004 | APC Rack Air Containment Front Assembly for InRow 600mm |  |  | 3890.15
| ACCS1005 | APC Rack Air Containment Front Assembly for NetShelter SX 42U 600mm Wide |  |  | 3563.45
| ACCS1006 | APC Rack Air Containment Rear Assembly for NetShelter SX 42U 750mm Wide |  |  | 4640.35
| ACCS1007 | APC Rack Air Containment Front Assembly for NetShelter SX 42U 750mm Wide |  |  | 4247.1
| ACCS1009 | Rack Air Containment, Front Assembly, ACRC301S / ACRC301H, 300mm |  |  | 2715.9055
» Racks and Accessories » NetShelter Rack LCD Consoles
| AP5717 | APC 17" Rack LCD Console | 100, 240 |  | 3001.405
| AP5717F | APC 17" Rack LCD Console - French | 240, 100 |  | 3089.251
| AP5717J | APC 17" Rack LCD Console - Japanese | 100, 240 |  | 2942.841
| AP5717R | APC 17" Rack LCD Console - Russian | 240, 100 |  | 2964.8025
| AP5717UK | APC 17" Rack LCD Console - United Kingdom | 240, 100 |  | 2942.841
| AP5719 | APC 19" Rack LCD Console | 100, 240 |  | 3711.4935
| AP5808 | 17" Rack LCD Console with Integrated 8 Port Analog KVM Switch | 240, 120 |  | 4524.069
| AP5816 | 17" Rack LCD Console with Integrated 16 Port Analog KVM Switch | 240, 120 |  | 5307.3625
» Racks and Accessories » NetShelter Rugged Enclosures
| NSYCAG291LPF | OUTLET GRID CUT-OUT 291X29MM |  |  | 184.4766
| NSYCVF850M230PF | FILTERFAN 850M3/H 230V IP54 |  |  | 988.2675
| NSYMM86 | Plain mounting plate H800xW600mm made of galvanised sheet steel |  |  | 124.4485
» Racks and Accessories » NetShelter SV Enclosures
| AR2400 | NetShelter SV 42U 600mm Wide x 1060mm Deep Enclosure with Sides Black |  |  | 2920.8795
| AR2400FP1 | NetShelter SV 42U 600mm Wide x 1060mm Deep Enclosure with Sides, Black, Single Rack Unassembled |  |  | 2445.047
| AR2401 | NetShelter SV 42U 600mm Wide x 1060mm Deep Enclosure without Sides Black |  |  | 2554.8545
| AR2407 | NetShelter SV 48U 600mm Wide x 1060mm Deep Enclosure with Sides Black |  |  | 3360.1095
| AR2480 | NetShelter SV 42U 800mm Wide x 1060mm Deep Enclosure with Sides Black |  |  | 3535.8015
| AR2487 | NetShelter SV 48U 800mm Wide x 1060mm Deep Enclosure with Sides Black |  |  | 4194.6465
| AR2500 | NetShelter SV 42U 600mm Wide x 1200mm Deep Enclosure with Sides Black |  |  | 3645.609
| AR2507 | NetShelter SV 48U 600mm Wide x 1200mm Deep Enclosure with Sides Black |  |  | 4267.8515
| AR2580 | NetShelter SV 42U 800mm Wide x 1200mm Deep Enclosure with Sides Black |  |  | 4560.6715
| AR2587 | NetShelter SV 48U 800mm Wide x 1200mm Deep Enclosure with Sides Black |  |  | 5292.7215
Racks and Enclosures » Racks and Accessories » NetShelter SX Enclosures
Racks and Enclosures | 0H-0522 | SIDE PNL 2 HOLEW/BRUSH 42U 1200MM BLK SX |  |  | 674.9501
» Racks and Accessories » NetShelter SX Enclosures
| 870-1046B-001 | PANEL FILLER RACK 1U BLACK |  |  | 114.1998
| AR3003 | APC NetShelter SX 12U Server Rack Enclosure 600mm x 900mm w/ Sides Black |  |  | 1954.5735
| AR3003SP | APC NetShelter SX 12U Server Rack Enclosure 600mm x 900mm w/ Sides Black Shock Packaging |  |  | 2847.6745
| AR3006 | APC NetShelter SX 18U Server Rack Enclosure 600mm x 900mm w/ Sides Black |  |  | 2415.765
| AR3006SP | APC NetShelter SX 18U Server Rack Enclosure 600mm x 900mm w/ Sides Black Shock Packaging |  |  | 3308.866
| AR3100 | APC NetShelter SX 42U Server Rack Enclosure 600mm x 1070mm w/ Sides Black |  |  | 3762.737
| AR3100HACS | NetShelter SX 42U 600mm Wide x 1070mm Deep Enclosure without rear doors |  |  | 3762.737
| AR3100SP | NetShelter SX 42U 600mm Wide x 1070mm Deep Enclosure with Sides Black -2000 lbs. Shock Packaging |  |  | 5417.17
| AR3100TAA | NetShelter SX 42U 600mm Wide x 1070mm Deep Enclosure with Sides Black TAA Compliant |  |  | 5051.145
| AR3100W | NetShelter SX 42U 600mm Wide x 1070mm Deep Enclosure with Sides White |  |  | 3762.737
| AR3100X609 | NetShelter SX 42U 600mm Wide x 1070mm Deep Enclosure Without Sides Black |  |  | 3440.635
| AR3100X610 | NetShelter SX 42U 600mm Wide x 1070mm Deep Enclosure Without Doors Black |  |  | 3169.7765
| AR3100X617 | NetShelter SX 42U 600mm Wide x 1070mm Deep Enclosure Without Sides Without Doors Black |  |  | 2554.8545
| AR3103 | APC NetShelter SX 12U Server Rack Enclosure 600mm x 1070mm w/ Sides Black |  |  | 2240.073
| AR3103SP | APC NetShelter SX 12U Server Rack Enclosure 600mm x 1070mm w/ Sides Black Shock Packaging |  |  | 3133.174
| AR3104 | NetShelter SX 24U 600mm x 1070mm Deep Enclosure |  |  | 3272.2635
| AR3104SP1 | NetShelter SX 24U 600mm Wide x 1070mm Deep Enclosure - 1250 lbs. Shock Packaging |  |  | 4223.9285
| AR3105 | NetShelter SX 45U 600mm Wide x 1070mm Deep Enclosure with Sides Black |  |  | 4209.2875
| AR3105SP | NetShelter SX 45U 600mm Wide x 1070mm Deep Enclosure with Sides Black -2000 lbs. Shock Packaging |  |  | 6742.1805
| AR3105TAA | NetShelter SX 45U 600mm Wide x 1070mm Deep Enclosure with Sides Black TAA Compliant |  |  | 5885.682
| AR3105W | NetShelter SX 45U 600mm Wide x 1070mm Deep Enclosure with Sides White |  |  | 4209.2875
| AR3106 | APC NetShelter SX 18U Server Rack Enclosure 600mm x 1070mm w/ Sides Black |  |  | 2686.6235
| AR3106SP | APC NetShelter SX 18U Server Rack Enclosure 600mm x 1070mm w/ Sides Black Shock Packaging |  |  | 3382.071
| AR3107 | NetShelter SX 48U 600mm Wide x 1070mm Deep Enclosure with Sides Black |  |  | 4582.633
| AR3107SP | NetShelter SX 48U 600mm Wide x 1070mm Deep Enclosure with Sides Black -2000 lbs. Shock Packaging |  |  | 7108.2055
| AR3107TAA | NetShelter SX 48U 600mm Wide x 1070mm Deep Enclosure with Sides Black TAA Compliant |  |  | 5797.836
| AR3107X609 | NetShelter SX 48U 600mm Wide x 1070mm Deep Enclosure Without Sides Black |  |  | 4011.634
| AR3107X610 | NetShelter SX 48U 600mm Wide x 1070mm Deep Enclosure Without Doors Black |  |  | 3623.6475
| AR3107X617 | NetShelter SX 48U 600mm Wide x 1070mm Deep Enclosure Without Sides Without Doors Black |  |  | 2862.3155
| AR3130 | NetShelter SX 42U 700mm Wide x 1070mm Deep Enclosure with Sides Black |  |  | 4560.6715
| AR3140 | NetShelter SX 42U 750mm Wide x 1070mm Deep Networking Enclosure with Sides Black |  |  | 6500.604
| AR3140W | NetShelter SX 42U 750mm Wide x 1070mm Deep Networking Enclosure with Sides White |  |  | 6500.604
| AR3150 | NetShelter SX 42U 750mm Wide x 1070mm Deep Enclosure with Sides Black |  |  | 4736.3635
| AR3150HACS | NetShelter SX 42U 750mm Wide x 1070mm Deep Enclosure without rear doors |  |  | 4721.7225
| AR3150SP | NetShelter SX 42U 750mm Wide x 1070mm Deep Enclosure with Sides Black -2000 lbs. Shock Packaging |  |  | 7078.9235
| AR3150W | NetShelter SX 42U 750mm Wide x 1070mm Deep Enclosure with Sides White |  |  | 4736.3635
| AR3150X609 | Netshelter SX 42U 750mm Wide x 1070mm Deep Enclosure Without Sides Black |  |  | 4509.428
| AR3150X610 | NetShelter SX 42U 750mm Wide x 1070mm Deep Enclosure Without Doors Black |  |  | 4084.839
| AR3150X617 | NetShelter SX 42U 750mm Wide x 1070mm Deep Enclosure Without Sides Without Doors Black |  |  | 3462.5965
| AR3155 | NetShelter SX 45U 750mm Wide x 1070mm Deep Enclosure with Sides Black |  |  | 5109.709
| AR3155SP | NetShelter SX 45U 750mm Wide x 1070mm Deep Enclosure with Sides Black -2000 lbs. Shock Packaging |  |  | 7657.243
| AR3155W | NetShelter SX 45U 750mm Wide x 1070mm Deep Enclosure with Sides White |  |  | 5109.709
| AR3157 | NetShelter SX 48U 750mm Wide x 1070mm Deep Enclosure with Sides Black |  |  | 5636.785
| AR3157SP | NetShelter SX 48U 750mm Wide x 1070mm Deep Enclosure with Sides Black -2000 lbs. Shock Packaging |  |  | 7818.294
| AR3157X609 | Netshelter SX 48U 750mm Wide x 1070mm Deep Enclosure Without Sides Black |  |  | 5029.1835
| AR3157X610 | NetShelter SX 48U 750mm Wide x 1070mm Deep Enclosure Without Doors Black |  |  | 4604.5945
| AR3157X617 | NetShelter SX 48U 750mm Wide x 1070mm Deep Enclosure Without Sides Without Doors Black |  |  | 3843.2625
| AR3200 | NetShelter SX Colocation 2 x 20U 600mm Wide x 1070mm Deep Enclosure with Sides Black |  |  | 5775.8745
| AR3300 | NetShelter SX 42U/600mm/1200mm Enclosure with Roof and Sides Black |  |  | 4999.9015
| AR3300SP | NetShelter SX 42U 600mm Wide x 1200mm Deep Enclosure with Sides Black -2000 lbs. Shock Packaging |  |  | 7174.09
| AR3300W | NetShelter SX 42U 600mm Wide x 1200mm Deep Enclosure with Sides White |  |  | 4999.9015
| AR3300X609 | Netshelter SX 42U 600mm Wide x 1200mm Deep Enclosure Without Sides Black |  |  | 4802.248
| AR3300X610 | NetShelter SX 42U 600mm Wide x 1200mm Deep Enclosure Without Doors Black |  |  | 4677.7995
| AR3300X617 | NetShelter SX 42U 600mm Wide x 1200mm Deep Enclosure Without Sides Without Doors Black |  |  | 3872.5445
| AR3305 | NetShelter SX 45U 600mm Wide x 1200mm Deep Enclosure with Sides Black |  |  | 5373.247
| AR3305SP | NetShelter SX 45U 600mm Wide x 1200mm Deep Enclosure with Sides Black -2000 lbs. Shock Packaging |  |  | 7554.756
| AR3305W | NetShelter SX 45U 600mm Wide x 1200mm Deep Enclosure with Sides White |  |  | 5373.247
| AR3307 | NetShelter SX 48U 600mm Wide x 1200mm Deep Enclosure with Sides Black |  |  | 5936.9255
| AR3307SP | NetShelter SX 48U 600mm Wide x 1200mm Deep Enclosure with Sides Black -2000 lbs. Shock Packaging |  |  | 8118.4345
| AR3307W | NetShelter SX 48U 600mm Wide x 1200mm Deep Enclosure with Sides White |  |  | 5936.9255
| AR3307X609 | NetShelter SX 48U 600mm Wide x 1200mm Deep Enclosure with Doors and No Sides Black |  |  | 5548.939
| AR3307X610 | NetShelter SX 48U 600mm Wide x 1200mm Deep Enclosure with Sides and No Doors Black |  |  | 5314.683
| AR3307X617 | NetShelter SX 48U 600mm Wide x 1200mm Deep Enclosure with Roof, No Doors or Sides, Black |  |  | 4370.3385
Racks and Enclosures » Racks and Accessories » NetShelter SX Enclosures
Racks and Enclosures | AR3307X674 | NetShelter SX 52U 600mm Wide x 1200mm Deep Enclosure with Sides Black |  |  | 7327.8205
» Racks and Accessories » NetShelter SX Enclosures
| AR3308W | NetShelter SX 52U 600mm x 1200mm White |  |  | 6705.578
| AR3340 | NetShelter SX 42U 750mm Wide x 1200mm Deep Networking Enclosure with Sides Black |  |  | 6873.9495
| AR3340W | NetShelter SX 42U 750mm Wide x 1200mm Deep Networking Enclosure with Sides White |  |  | 6873.9495
| AR3347 | NetShelter SX 48U 750mm Wide x 1200mm Deep Networking Enclosure with Sides |  |  | 7664.5635
| AR3350 | NetShelter SX 42U 750mm Wide x 1200mm Deep Enclosure with Sides Black |  |  | 6354.194
| AR3350SP | NetShelter SX 42U 750mm Wide x 1200mm Deep Enclosure with Sides Black -2000 lbs. Shock Packaging |  |  | 8528.3825
| AR3350W | NetShelter SX 42U 750mm Wide x 1200mm Deep Enclosure with Sides White |  |  | 6354.194
| AR3350X609 | Netshelter SX 42U 750mm Wide x 1200mm Deep Enclosure Without Sides Black |  |  | 5980.8485
| AR3350X610 | NetShelter SX 42U 750mm Wide x 1200mm Deep Enclosure Without Doors Black |  |  | 5702.6695
| AR3350X617 | NetShelter SX 42U 750mm Wide x 1200mm Deep Enclosure Without Sides Without Doors Black |  |  | 4934.017
| AR3355 | NetShelter SX 45U 750mm Wide x 1200mm Deep Enclosure with Sides Black |  |  | 6727.5395
| AR3355SP | NetShelter SX 45U 750mm Wide x 1200mm Deep Enclosure with Sides Black -2000 lbs. Shock Packaging |  |  | 8909.0485
| AR3355W | NetShelter SX 45U 750mm Wide x 1200mm Deep Enclosure with Sides White |  |  | 6727.5395
| AR3357 | NetShelter SX 48U 750mm Wide x 1200mm Deep Enclosure |  |  | 7291.218
| AR3357SP | NetShelter SX 48U 750mm Wide x 1200mm Deep Enclosure with Sides Black -2000 lbs. Shock Packaging |  |  | 9472.727
| AR3357W | NetShelter SX 48U 750mm Wide x 1200mm Deep Enclosure, SE White |  |  | 7291.218
| AR3357X609 | NetShelter SX 48U 750mm Wide x 1200mm Deep Enclosure Without Sides Black |  |  | 6903.2315
| AR3357X610 | NetShelter SX 48U 750mm Wide x 1200mm Deep Enclosure Without Doors Black |  |  | 6632.373
| AR3357X617 | NetShelter SX 48U 750mm Wide x 1200mm Deep Enclosure Without Sides Without Doors Black |  |  | 5483.0545
| AR3357X674 | NetShelter SX 52U 750mm Wide x 1200mm Deep Enclosure with Sides Black |  |  | 9018.856
| AR3810 | NetShelter AV 42U 600mm Wide x 825 Deep Enclosure with Sides and 10-32 Threaded Rails Black |  |  | 3792.019
| AR3812 | NetShelter AV 42U 600mm Wide x 825mm Deep Enclosure 10-32 Threaded Rails No Sides/Roof/Doors Black |  |  | 2679.303
| AR3814 | NetShelter AV 24U 600mm Wide x 825mm Deep Enclosure with Sides and 10-32 Threaded Rails Black |  |  | 3425.994
» Racks and Accessories » NetShelter Seismic Enclosures
| AR2144BLK | NetShelter VX Seismic 42U Enclosure w/sides Black |  |  | 7291.218
| AR2145BLK | NetShelter VX Seismic 42U Enclosure w/o sides Black |  |  | 6690.937
» Racks and Accessories » NetShelter Shelving & Mounting Accessories
| AR7503 | NetShelter SX 42U 600mm Wide Recessed Rail Kit |  |  | 344.0635
| AR7504 | NetShelter SX 48U 600mm Wide Recessed Rail Kit |  |  | 376.2737
| AR7508 | NetShelter SX 42U 750mm Wide Recessed Rail Kit |  |  | 464.1197
| AR7510 | NetShelter SX 42U, 23" EIA Mounting Rails for 750-mm Wide Enclosures, Square Holes Qty 4 |  |  | 2327.919
| AR7578 | NetShelter SX 48U 750mm Wide Recessed Rail Kit |  |  | 464.1197
| AR7600 | NetShelter SX 42U/48U Baying Trim Kit Black |  |  | 74.6691
| AR7605 | Rack Leveling Pads and Spacers |  |  | 366.025
| AR7700 | NetShelter SX 600mm/750mm Stabilizer Plate |  |  | 203.5099
| AR7701 | NetShelter SX Bolt-Down Kit |  |  | 190.333
| AR7701A-S | NETSHELTER SX HIGH SEISMIC REGION & OSHPD BOLT-DOWN KIT |  |  | 183.0125
| AR7711 | NetShelter Zero U Accessory Mounting Bracket |  |  | 213.7586
| AR8005 | 10-32 Hardware Kit |  |  | 112.7357
| AR8006A | Equipment Support Rails for 600mm Wide Enclosure |  |  | 175.692
| AR8100 | M6 Hardware for 600mm Wide Enclosures |  |  | 102.487
| AR8105BLK | Fixed Shelf - 50lbs/23kg, Black |  |  | 175.692
Racks and Enclosures » Racks and Accessories » NetShelter Shelving & Mounting Accessories
Racks and Enclosures | AR8112BLK | Bolt-down Bracket Kit, Black |  |  | 144.9459
» Racks and Accessories » NetShelter Shelving & Mounting Accessories
| AR8122BLK | Fixed Shelf - 250lbs/114kg, Black |  |  | 270.8585
| AR8123BLK | Sliding Shelf - 100lbs/45kg Black |  |  | 600.281
| AR8125 | Shelf, Adjustable 18"-25" 250 lb Black |  |  | 333.8148
| AR8126ABLK | 17" Keyboard Drawer Black |  |  | 663.2373
| AR8127BLK | 19" Rotating Keyboard Drawer Black |  |  | 1073.1853
| AR8128BLK | Sliding Shelf - 200lbs/91kg Black |  |  | 1158.1031
| AR8150BLK | Adapter Kit 23" to 19", Black |  |  | 112.7357
| AR8395 | 20U Copper Busbar Kit for NetShelter AV Enclosures |  |  | 404.0916
| AR8400 | 12-24 Hardware Kit |  |  | 60.0281
| AR8422 | Fixed Shelf - 250lbs |  |  | 243.0406
| AR8652 | Spacer Bracket for 4 Post Racks, 6" Wide (Qty 2) |  |  | 207.9022
» Racks and Accessories » NetShelter Soundproof
| AR4012A | APC NetShelter Soundproof, 12U, Server Rack Enclosure, Maple | 100 - 230 |  | 6661.655
| AR4017A | APC NetShelter Soundproof, 17U, Server Rack Enclosure, 120V, Maple | 100 - 120 |  | 7232.654
| AR4032A | APC NetShelter Soundproof, 32U, Server Rack Enclosure, 120V, Maple | 100 - 120 |  | 9926.598
| AR4038LA | APC NetShelter Soundproof, 38U, Server Rack Enclosure, 120V, Maple | 100 - 120 |  | 11053.955
» Racks and Accessories » NetShelter Wall-mount Enclosures
| AR100 | NetShelter WX 13U w/Threaded Hole Vertical Mounting Rail Glass Front Door Black |  |  | 1639.792
| AR100HD | NetShelter WX 13U w/Threaded Hole Vertical Mounting Rail Vented Front Door Black |  |  | 1639.792
| AR106 | NetShelter WX 6U Wall Mount Cabinet |  |  | 480.2248
| AR106SH4 | APC NetShelter WX 6U Single Hinged Wall-mount Enclosure 400mm Deep |  |  | 592.9605
| AR106SH6 | APC NetShelter WX 6U Single Hinged Wall-mount Enclosure 600mm Deep |  |  | 838.9293
| AR106V | NetShelter WX 6U Low-Profile Wallmount Enclosure 120V Fans | 120, 100 |  | 2013.1375
| AR106VI | NetShelter WX 6U Low-Profile Wallmount Enclosure 230V Fans | 230 |  | 2013.1375
| AR109 | NetShelter WX 9U Wall Mount Cabinet |  |  | 617.8502
| AR109SH4 | APC NetShelter WX 9U Single Hinged Wall-mount Enclosure 400mm Deep |  |  | 764.2602
| AR109SH6 | APC NetShelter WX 9U Single Hinged Wall-mount Enclosure 600mm Deep |  |  | 956.0573
| AR112 | NetShelter WX 12U Wall Mount Cabinet |  |  | 836.0011
| AR112SH4 | APC NetShelter WX 12U Single Hinged Wall-mount Enclosure 400mm Deep |  |  | 980.947
| AR112SH6 | APC NetShelter WX 12U Single Hinged Wall-mount Enclosure 600mm Deep |  |  | 1042.4392
» Security and Environmental Monitoring » NetBotz 200
| NBPD1356 | NetBotz Rack Access Pod 175 (pod, 13.56 MHz handles, and door contacts for APC SX rack). |  |  | 4099.48
| NBRK0250A | NetBotz Rack Monitor 250A |  |  | 1383.5745
» Security and Environmental Monitoring » NetBotz 750
| NBRK0750 | NetBotz Rack Monitor 750 |  |  | 5431.811
| NBWL0755 | NetBotz Room Monitor 755 |  |  | 4963.299
| NBWL0756 | NetBotz Room Monitor 755 (with 120/240V PoE Injector) |  |  | 5263.4395
» Security and Environmental Monitoring » NetBotz Access Control
| AP9370-10 | APC NetBotz HID Proximity Cards - 10 Pack |  |  | 229.8637
| NBHN0171 | APC SX Rack Handle Kit (for NetBotz Rack Access Pod 170) |  |  | 950.2009
| NBHN125 | NetBotz 125 kHz Handle Kit |  |  | 1961.894
| NBHN125S | NetBotz 125 kHz Single Handle Kit |  |  | 988.2675
| NBHN1356 | NetBotz 13.56 MHz Handle Kit |  |  | 2503.611
| NBHN1356S | NetBotz 13.56 MHz Single Handle Kit |  |  | 1251.8055
» Security and Environmental Monitoring » NetBotz Accessories and Cables
| NBAC0122 | Dual Power Supply (-5V/3.3V) for NetBotz 500 |  |  | 342.5994
| NBAC0301 | Surface Mounting Brackets for NetBotz Room Monitor Appliance or Camera Pod |  |  | 207.9022
| NBAC0302 | Rack Mounting Bracket for NetBotz Camera Pod 160 |  |  | 241.5765
| NBAC0303NA2 | APC POE Injector |  |  | 298.6764
» Security and Environmental Monitoring » NetBotz Rack Access
| NBPD0125 | NetBotz Rack Access Pod 175 (pod, 125 kHz handles, and door contacts for APC SX rack) |  |  | 3821.301
| NBPD0175 | NetBotz Rack Access Pod 175 (pod only) |  |  | 1822.8045
» Security and Environmental Monitoring » NetBotz Sensors
| AP9324 | APC Alarm Beacon |  |  | 437.7659
| AP9335T | APC Temperature Sensor |  |  | 222.5432
| AP9335TH | APC Temperature & Humidity Sensor |  |  | 358.7045
| AP9520TH | APC Temperature & Humidity Sensor with Display |  |  | 651.5245
| NBES0301 | NetBotz Spot Fluid Sensor - 15 ft. |  |  | 288.4277
| NBES0302 | NetBotz Door Switch Sensor for Rooms or 3rd Party Racks - 50 ft. |  |  | 143.4818
| NBES0303 | NetBotz Door Switch Sensors (2) for an APC Rack - 12 ft. |  |  | 256.2175
| NBES0303S | NetBotz Door Switch Sensor (1) for an APC Rack - 12 ft. |  |  | 131.769
| NBES0304 | NetBotz Dry Contact Cable - 15 ft. |  |  | 95.1665
| NBES0305 | NetBotz 0-5V Cable - 15 ft. |  |  | 153.7305
| NBES0306 | NetBotz Vibration Sensor - 12 ft. |  |  | 259.1457
| NBES0307 | NetBotz Smoke Sensor - 10 ft. |  |  | 508.0427
| NBES0308 | NetBotz Leak Rope Sensor - 20 ft. |  |  | 751.0833
| NBES0309 | NetBotz Leak Rope Extension - 20 ft. |  |  | 592.9605
| NBES0311 | NetBotz Temperature Sensor - 32 in. (used with NetBotz Wireless Sensor Pod 180) |  |  | 215.2227
| NBES0313 | NetBotz Door Switch Sensor for an APC Rack - 62 in. (used with NetBotz Wireless Sensor Pod 180) |  |  | 155.1946
| NBPD0150 | NetBotz Rack Sensor Pod 150 |  |  | 723.2654
| NBPD0155 | NetBotz Room Sensor Pod 155 |  |  | 852.1062
| NBWC100U | NetBotz Wireless USB Coordinator & Router |  |  | 247.4329
| NBWS100H | NetBotz Wireless Temperature & Humidity Sensor |  |  | 357.2404
| NBWS100T | NetBotz Wireless Temperature Sensor |  |  | 245.9688
» Security and Environmental Monitoring » Security Cameras
| NBPD0165 | NetBotz Camera Pod 165 |  |  | 909.2061
» Security and Environmental Monitoring » Software for NetBotz Appliances
| NBWN0005 | NetBotz Advanced Software Pack #1 |  |  | 259.1457
| NBWN0006 | NetBotz Device Monitoring (Five Nodes) Pack |  |  | 727.6577
» Services » Battery Replacement Services
| WBATTREPLC-CM-00 | Batt Rplcmnt Srvc for (1) Comet 40 to 150 System - Install and Removal Labor per Battery |  |  | 119.1777
| WBATTREPLC-E6-00 | Batt Rplcmnt Srvc for (1) EPS 6000 System - Install and Removal Labor per Battery |  |  | 119.1777
| WBATTREPLC-E7-00 | Batt Rplcmnt Srvc for (1) EPS 7000 System - Install and Removal Labor per Battery |  |  | 119.1777
| WBATTREPLC-E8-00 | Batt Rplcmnt Srvc for (1) EPS 8000 System - Install and Removal Labor per Battery |  |  | 119.1777
| WBATTREPLC-G3-00 | Batt Rplcmnt Srvc for (1) Galaxy 3000 System - Install and Removal Labor per Battery |  |  | 119.1777
| WBATTREPLC-G4-00 | Batt Rplcmnt Srvc for (1) Galaxy 4000 System - Install and Removal Labor per Battery |  |  | 119.1777
| WBATTREPLC-G5-00 | Batt Rplcmnt Srvc for (1) Galaxy 5000 or 5500 System - Install and Removal Labor per Battery |  |  | 119.1777
| WBATTREPLC-GP-00 | Batt Rplcmnt Srvc for (1) Galaxy PW or PWI System - Install and Removal Labor per Battery |  |  | 98.494
» Services » Battery Replacement Services
| WBATTREPLC-MP-00 | Batt Rplcmnt Srvc for (1) MGE UPS System - Install and Removal Labor per Battery |  |  | 98.494
» Services » Battery Replacement Services
| WMBRS1-MB-GVM1 | Modular Battery Replacement Service - 1 GVMMBTU for 1 Galaxy VM UPS Battery Cabinet Narrow or Wide |  |  | 8365.335
| WMBRS1-MB-T4 | Modular Battery Replacement Service 1 X SYBT4 |  |  | 5616.82
| WMBRS1-MB-T9B4 | Modular Battery Replacement Service 1 X SYBT9-B4 |  |  | 6209.115
| WMBRS1-MB-T9B6 | Modular Battery Replacement Service 1 X SYBT9-B6 |  |  | 8405.265
| WMBRS1-MB7-GVS | Modular Battery Replacement Service - (1) GVSBT4 7Ah for (1) Galaxy VS UPS Narrow |  |  | 7187.4
| WMBRS1-MB9-GVS | Modular Battery Replacement Service - (1) GVSBTH4 9Ah for (1) Galaxy VS UPS or GVS Battery Cabinet |  |  | 8039.24
| WMBRS1-MB9LL-GVS | Modular Battery Replacement Service - (1) GVSBTH4LL 9Ah long life for (1) GVS UPS or Batt. Cabinet |  |  | 9270.415
| WMBRS10-MB-GVM10 | Modular Battery Replacement Service - 10 GVMMBTU for 1 Galaxy VM UPS Battery Cabinet Narrow or Wide |  |  | 41400.755
| WMBRS10-MB-T9B6 | Modular Battery Replacement Service 10 X SYBT9-B6 |  |  | 66869.44
| WMBRS11-MB-GVM11 | Modular Battery Replacement Service - 11 GVMMBTU for 1 Galaxy VM UPS Battery Cabinet Narrow or Wide |  |  | 44501.985
| WMBRS12-MB-GVM12 | Modular Battery Replacement Service - 12 GVMMBTU for 1 Galaxy VM UPS Battery Cabinet Narrow or Wide |  |  | 48142.27
| WMBRS12-MB-T4 | Modular Battery Replacement Service 12 X SYBT4 |  |  | 46525.105
| WMBRS12-MB-T5 | Modular Battery Replacement Service 12 X SYBT5 |  |  | 13270.07
| WMBRS12-MB-T9B4 | Modular Battery Replacement Service 12 X SYBT9-B4 |  |  | 56174.855
| WMBRS12-MB-TT | Modular Battery Replacement Service 12 X SYBATT |  |  | 13349.93
| WMBRS13-MB-T9B6 | Modular Battery Replacement Service 13 X SYBT9-B6 |  |  | 90241.8
| WMBRS15-MB-T9B4 | Modular Battery Replacement Service 15 X SYBT9-B4 |  |  | 70203.595
| WMBRS16-MB-T4 | Modular Battery Replacement Service 16 X SYBT4 |  |  | 61066.28
| WMBRS16-MB-T5 | Modular Battery Replacement Service 16 X SYBT5 |  |  | 17775.505
| WMBRS16-MB-T9B6 | Modular Battery Replacement Service 16 X SYBT9-B6 |  |  | 111151.81
| WMBRS16-MB-TT | Modular Battery Replacement Service 16 X SYBATT |  |  | 18234.7
| WMBRS18-MB-T9B4 | Modular Battery Replacement Service 18 X SYBT9-B4 |  |  | 84385.4
| WMBRS2-MB-GVM2 | Modular Battery Replacement Service - 2 GVMMBTU for 1 Galaxy VM UPS Battery Cabinet Narrow or Wide |  |  | 11919.105
| WMBRS2-MB-T4 | Modular Battery Replacement Service 2 X SYBT4 |  |  | 8352.025
| WMBRS2-MB-T9B4 | Modular Battery Replacement Service 2 X SYBT9-B4 |  |  | 9889.33
| WMBRS2-MB7-GVS | Modular Battery Replacement Service - (2) GVSBT4 7Ah for (1) Galaxy VS UPS Narrow |  |  | 11373.395
| WMBRS2-MB9-GVS | Modular Battery Replacement Service - (2) GVSBTH4 9Ah for (1) Galaxy VS UPS or GVS Battery Cabinet |  |  | 13103.695
| WMBRS2-MB9LL-GVS | Modular Battery Replacement Service - (2) GVSBTH4LL 9Ah long life for (1) GVS UPS or Batt. Cabinet |  |  | 15306.5
| WMBRS20-MB-T9B6 | Modular Battery Replacement Service 20 X SYBT9-B6 |  |  | 138790.025
| WMBRS24-MB-T4 | Modular Battery Replacement Service 24 X SYBT4 |  |  | 92258.265
| WMBRS24-MB-T5 | Modular Battery Replacement Service 24 X SYBT5 |  |  | 27678.145
| WMBRS24-MB-T9B6 | Modular Battery Replacement Service 24 X SYBT9-B6 |  |  | 166654.51
| WMBRS24-MB-TT | Modular Battery Replacement Service 24 X SYBATT |  |  | 26966.06
| WMBRS26-MB-T9B6 | Modular Battery Replacement Service 26 X SYBT9-B6 |  |  | 180503.565
| WMBRS27-MB-T9B4 | Modular Battery Replacement Service 27 X SYBT9-B4 |  |  | 126445
| WMBRS3-MB-GVM3 | Modular Battery Replacement Service - 3 GVMMBTU for 1 Galaxy VM UPS Battery Cabinet Narrow or Wide |  |  | 15692.49
| WMBRS3-MB-T4 | Modular Battery Replacement Service 3 X SYBT4 |  |  | 12185.305
| WMBRS3-MB-T5 | Modular Battery Replacement Service 3 X SYBT5 |  |  | 5849.745
| WMBRS3-MB-T9B4 | Modular Battery Replacement Service 3 X SYBT9-B4 |  |  | 14833.995
| WMBRS3-MB9-GVS | Modular Battery Replacement Service - (3) GVSBTH4 9Ah for (1) Galaxy VS UPS or GVS Battery Cabinet |  |  | 17835.4
| WMBRS3-MB9LL-GVS | Modular Battery Replacement Service - (3) GVSBTH4LL 9Ah long life for (1) GVS UPS or Batt. Cabinet |  |  | 21628.75
| WMBRS32-MB-T4 | Modular Battery Replacement Service 32 X SYBT4 |  |  | 120202.61
| WMBRS32-MB-T5 | Modular Battery Replacement Service 32 X SYBT5 |  |  | 35184.985
| WMBRS32-MB-T9B6 | Modular Battery Replacement Service 32 X SYBT9-B6 |  |  | 221804.495
| WMBRS32-MB-TT | Modular Battery Replacement Service 32 X SYBATT |  |  | 36369.575
| WMBRS36-MB-T9B4 | Modular Battery Replacement Service 36 X SYBT9-B4 |  |  | 168737.525
| WMBRS4-MB-GVM4 | Modular Battery Replacement Service - 4 GVMMBTU for 1 Galaxy VM UPS Battery Cabinet Narrow or Wide |  |  | 19319.465
| WMBRS4-MB-T4 | Modular Battery Replacement Service 4 X SYBT4 |  |  | 15945.38
| WMBRS4-MB-T5 | Modular Battery Replacement Service 4 X SYBT5 |  |  | 7693.18
| WMBRS4-MB-T9B4 | Modular Battery Replacement Service 4 X SYBT9-B4 |  |  | 19419.29
| WMBRS4-MB-TT | Modular Battery Replacement Service 4 X SYBATT |  |  | 5843.09
| WMBRS4-MB9-GVS | Modular Battery Replacement Service - (4) GVSBTH4 9Ah for (1) Galaxy VS UPS or GVS Battery Cabinet |  |  | 22899.855
| WMBRS4-MB9LL-GVS | Modular Battery Replacement Service - (4) GVSBTH4LL 9Ah long life for (1) GVS UPS or Batt. Cabinet |  |  | 27844.52
| WMBRS48-MB-T9B6 | Modular Battery Replacement Service 48 X SYBT9-B6 |  |  | 332863.135
| WMBRS5-MB-GVM5 | Modular Battery Replacement Service - 5 GVMMBTU for 1 Galaxy VM UPS Battery Cabinet Narrow or Wide |  |  | 23059.575
| WMBRS5-MB-T9B4 | Modular Battery Replacement Service 5 X SYBT9-B4 |  |  | 23911.415
| WMBRS5-MB9-GVS | Modular Battery Replacement Service - (5) GVSBTH4 9Ah for (1) Galaxy VS UPS or GVS Battery Cabinet |  |  | 28955.905
| WMBRS5-MB9LL-GVS | Modular Battery Replacement Service - (5) GVSBTH4LL 9Ah long life for (1) GVS UPS or Batt. Cabinet |  |  | 34140.15
| WMBRS6-MB-GVM6 | Modular Battery Replacement Service - 6 GVMMBTU for 1 Galaxy VM UPS Battery Cabinet Narrow or Wide |  |  | 26593.38
| WMBRS6-MB-T5 | Modular Battery Replacement Service 6 X SYBT5 |  |  | 7952.725
| WMBRS6-MB-T9B4 | Modular Battery Replacement Service 6 X SYBT9-B4 |  |  | 28583.225
| WMBRS6-MB9-GVS | Modular Battery Replacement Service - (6) GVSBTH4 9Ah for (1) Galaxy VS UPS or GVS Battery Cabinet |  |  | 33907.225
| WMBRS6-MB9LL-GVS | Modular Battery Replacement Service - (6) GVSBTH4LL 9Ah long life for (1) GVS UPS or Batt. Cabinet |  |  | 41287.62
| WMBRS7-MB-GVM7 | Modular Battery Replacement Service - 7 GVMMBTU for 1 Galaxy VM UPS Battery Cabinet Narrow or Wide |  |  | 30293.56
| WMBRS7-MB-T9B4 | Modular Battery Replacement Service 7 X SYBT9-B4 |  |  | 31265.19
| WMBRS7-MB-T9B6 | Modular Battery Replacement Service 7 X SYBT9-B6 |  |  | 48421.78
| WMBRS7-MB9-GVS | Modular Battery Replacement Service - (7) GVSBTH4 9Ah for (1) Galaxy VS UPS or GVS Battery Cabinet |  |  | 38685.515
| WMBRS7-MB9LL-GVS | Modular Battery Replacement Service - (7) GVSBTH4LL 9Ah long life for (1) GVS UPS or Batt. Cabinet |  |  | 47470.115
| WMBRS8-MB-GVM8 | Modular Battery Replacement Service - 8 GVMMBTU for 1 Galaxy VM UPS Battery Cabinet Narrow or Wide |  |  | 34000.395
| WMBRS8-MB-T4 | Modular Battery Replacement Service 8 X SYBT4 |  |  | 30400.04
| WMBRS8-MB-T9B4 | Modular Battery Replacement Service 8 X SYBT9-B4 |  |  | 37500.925
| WMBRS8-MB-T9B6 | Modular Battery Replacement Service 8 X SYBT9-B6 |  |  | 55522.665
| WMBRS8-MB-TT | Modular Battery Replacement Service 8 X SYBATT |  |  | 9070.765
| WMBRS8-MB9-GVS | Modular Battery Replacement Service - (8) GVSBTH4 9Ah for (1) Galaxy VS UPS or GVS Battery Cabinet |  |  | 43616.87
| WMBRS8-MB9LL-GVS | Modular Battery Replacement Service - (8) GVSBTH4LL 9Ah long life for (1) GVS UPS or Batt. Cabinet |  |  | 53652.61
| WMBRS9-MB-GVM9 | Modular Battery Replacement Service - 9 GVMMBTU for 1 Galaxy VM UPS Battery Cabinet Narrow or Wide |  |  | 37693.92
Operate MBRS » Services » Battery Replacement Services
Operate MBRS | WMBRS9-MB-T5 | Modular Battery Replacement Service 9 X SYBT5 |  |  | 10235.39
» Services » Battery Replacement Services
| WMBRS9-MB-T9B4 | Modular Battery Replacement Service 9 X SYBT9-B4 |  |  | 40222.82
| WMBRS9-MB9-GVS | Modular Battery Replacement Service - (9) GVSBTH4 9Ah for (1) Galaxy VS UPS or GVS Battery Cabinet |  |  | 48548.225
| WMBRS9-MB9LL-GVS | Modular Battery Replacement Service - (9) GVSBTH4LL 9Ah long life for (1) GVS UPS or Batt. Cabinet |  |  | 59835.105
| WMBSYB-MB-T4 | Modular Battery and Recycling Service 1 X SYBT4 |  |  | 3560.425
| WMBSYB-MB-T5 | Modular Battery and Recycling Service 3 X SYBT5 |  |  | 2954.82
| WMBSYB-MB-T9B4 | Modular Battery and Recycling Service 1 X SYBT9-B4 |  |  | 4485.47
| WMBSYB-MB-T9B6 | Modular Battery and Recycling Service 1 X SYBT9-B6 |  |  | 6422.075
| WMBSYB-MB-TT | Modular Battery and Recycling Service 4 X SYBATT |  |  | 3999.655
| WUPGASSEM7-LB-00 | Scheduling Upgrade 7X24 for Existing Assembly of (1) Lithium-Ion Battery Cabinet |  |  | 1397.55
| WUPGBATRPL7-UP-02 | Scheduling Upgrade from 5X8 to 7X24 for Existing Battery Replacement Service - per battery |  |  | 32.6095
| WUPGSTRTUP7-LB-00 | Scheduling Upgrade 7X24 for Existing Start-Up of (1) Lithium-Ion Battery Cabinet |  |  | 1052.821
On Digital Services » Services » EcoStruxure Asset Advisor
On Digital Services | SE1000C-DIGI | EcoStruxure Asset Advisor (IT) License for 1000 Credits |  |  | 1929.95
On Digital Services | SE100C-DIGI | EcoStruxure Asset Advisor (IT) License for 100 Credits |  |  | 191.664
On Digital Services | SE365C-DIGI | EcoStruxure Asset Advisor (IT) License for 365 Credits |  |  | 702.768
On Digital Services | SE5000C-DIGI | EcoStruxure Asset Advisor (IT) License for 5000 Credits |  |  | 9623.13
On Digital Services | SE500C-DIGI | EcoStruxure Asset Advisor (IT) License for 500 Credits |  |  | 963.644
» Services » EcoStruxure Asset Advisor
| WADV1PEAA | 1 Yr Advantage EAA Prevent Service Plan for (1) 1P UPS up to 10kVA |  |  | 334.081
| WADV1PEAAPLUS | 1 Yr Advantage EcoStruxure Asset Advisor Plus Predict Srvc for (1) 1P UPS up to 10kVA |  |  | 629.563
| WADVEAA-AA-01 | 1 Yr Advantage EAA Prevent Service Plan for (1) 1 or 3P UPS 10 - 40kVA, Batt Frm, PDU or Acc. |  |  | 381.997
| WADVEAA-AA-02 | 1 Yr Advantage EAA Prevent Service Plan for (1) 3P UPS 41 to 150kVA |  |  | 433.906
| WADVEAA-AA-03 | 1 Yr Advantage EAA Prevent Service Plan for (1) 3P UPS 151 to 500kVA |  |  | 459.195
| WADVEAA-AA-04 | 1 Yr Advantage EAA Prevent Service Plan for (1) 3P UPS 501kVA or greater |  |  | 459.195
| WADVEAA-AX-00 | 1 Yr Advantage EAA Prevent Service Plan for (1) In Row Cooling Unit |  |  | 433.906
| WADVEAA-TP-00 | 1 Yr Advantage EAA Prevent Service Plan for (1) Third Party Device |  |  | 334.081
| WADVEAA-UF-00 | 1 Yr Advantage EAA Prevent Service Plan for (1) In Room Cooling Unit |  |  | 433.906
| WADVEAAC-UF-00 | 1 Yr Advantage EAA Prevent Service Plan for (1) Chiller |  |  | 459.195
| WADVEAACPLUS-UF-00 | 1 Yr Advantage EcoStruxure Asset Advisor Plus Predict Service for (1) Chiller |  |  | 762.663
| WADVEAAPLUS-AA-01 | 1 Yr Advantage EAA Plus Predict Srvc for (1) 1 or 3P UPS 10 - 40kVA, Batt Frm, PDU or Acc. |  |  | 921.052
| WADVEAAPLUS-AA-02 | 1 Yr Advantage EcoStruxure Asset Advisor Plus Predict Service for (1) 3P UPS 41 to 150kVA |  |  | 1032.856
| WADVEAAPLUS-AA-03 | 1 Yr Advantage EcoStruxure Asset Advisor Plus Predict Service for (1) 3P UPS 151 to 500kVA |  |  | 1102.068
| WADVEAAPLUS-AA-04 | 1 Yr Advantage EcoStruxure Asset Advisor Plus Predict Service for (1) 3P UPS 501kVA or greater |  |  | 1102.068
| WADVEAAPLUS-AX-00 | 1 Yr Advantage EcoStruxure Asset Advisor Plus Predict Service for (1) In Row Cooling Unit |  |  | 717.409
| WADVEAAPLUS-UF-00 | 1 Yr Advantage EcoStruxure Asset Advisor Plus Predict Service for (1) In Room Cooling Unit |  |  | 717.409
| WUPG1PEAA-UG-01 | 1 Yr EAA Prevent Srvc Upgrade to FW or Existing Srvc Plan for (1) 1P UPS Up to 10kVA |  |  | 274.186
| WUPG1PEAAPLS-UG-01 | 1 Yr EAA Plus Predict Upgrade to FW or Existing Srvc Plan for (1) 1P UPS Up to 10kVA |  |  | 527.076
| WUPGEAA-AX-00 | 1 Yr EAA Prevent Srvc Upgrade to FW or Existing Srvc Plan for (1) In Row Cooling Unit |  |  | 351.384
| WUPGEAA-UF-00 | (1) Yr EAA Prevent Srvc Upgrade to FW or Existing Srvc Plan for (1) In Room Cooling Unit |  |  | 351.384
| WUPGEAA-UG-01 | 1Yr EAA Prev Srvc Upgrd to FW or Exstng Srvc Plan - (1) 1or3P UPS 10 - 40kVA, Batt Frm, PDU or Acc. |  |  | 310.123
| WUPGEAA-UG-02 | 1 Yr EAA Prevent Srvc Upgrade to FW or Existing Srvc Plan for (1) 3P UPS 41 to 150kVA |  |  | 351.384
| WUPGEAA-UG-03 | 1 Yr EAA Prevent Srvc Upgrade to FW or Existing Srvc Plan for (1) 3P UPS 151 to 500kVA |  |  | 381.997
| WUPGEAA-UG-04 | 1 Yr EAA Prevent Srvc Upgrade to FW or Existing Srvc Plan for (1) 3P UPS 501kVA or Greater |  |  | 381.997
| WUPGEAAC-UF-00 | 1 Yr EAA Prevent Srvc Upgrade to FW or Existing Srvc Plan for (1) Chiller |  |  | 378.004
| WUPGEAAPLUS-AX-00 | 1 Yr EAA Plus Predict Upgrade to FW or Existing Srvc Plan for (1) In Row Cooling Unit |  |  | 570.999
| WUPGEAAPLUS-UF-00 | 1 Yr EAA Plus Predict Upgrade to FW or Existing Srvc Plan for (1) In Room Cooling Unit |  |  | 570.999
| WUPGEAAPLUS-UG-01 | 1 Yr EAA Plus Pred. Upgd - FW or Exstng Srvc Plan for (1) 1or3P UPS 10 - 40kVA, Bat Frm, PDU or Acc. |  |  | 734.712
| WUPGEAAPLUS-UG-02 | 1 Yr EAA Plus Predict Upgrade to FW or Existing Srvc Plan for (1) 3P UPS 41 to 150kVA |  |  | 849.178
| WUPGEAAPLUS-UG-03 | 1 Yr EAA Plus Predict Upgrade to FW or Existing Srvc Plan for (1) 3P UPS 151 to 500kVA |  |  | 917.059
| WUPGEAAPLUS-UG-04 | 1 Yr EAA Plus Predict Upgrade to FW or Existing Srvc Plan for (1) 3P UPS 501kVA or Greater |  |  | 917.059
| WUPGEAAPLUSC-UF-00 | 1 Yr EAA Plus Predict Upgrade to FW or Existing Srvc Plan for (1) Chiller |  |  | 617.584
» Services » EcoStruxure Service Plan for Three-Phase UPS
| WESPPLUS2-EZU-15 | (2) Year EcoStruxure Service Plan Plus for (1) Easy UPS 3S UL 10 - 15kVA UPS |  |  | 17149.935
| WESPPLUS2-EZU-20 | (2) Year EcoStruxure Service Plan Plus for (1) Easy UPS 3S UL 20 kVA UPS |  |  | 17535.925
| WESPPLUS2-EZU-30 | (2) Year EcoStruxure Service Plan Plus for (1) Easy UPS 3S UL 30 kVA UPS |  |  | 17928.57
| WESPPLUS2-EZU-40 | (2) Year EcoStruxure Service Plan Plus for (1) Easy UPS 3S UL 40 kVA UPS |  |  | 18314.56
| WESPPLUS2-G3-21 | (2) Year EcoStruxure Service Plan Plus for (1) Galaxy 3500 or SUVT 10-15 kVA UPS |  |  | 8132.41
| WESPPLUS2-G3-23 | (2) Year EcoStruxure Service Plan Plus for (1) Galaxy 3500 or SUVT 30 kVA UPS |  |  | 11706.145
| WESPPLUS2-G3-24 | (2) Year EcoStruxure Service Plan Plus for (1) Galaxy 3500 or SUVT 40 kVA UPS |  |  | 12398.265
| WESPPLUS2-PX-21 | (2) Year EcoStruxure Service Plan Plus for (1) Symmetra PX UPS 10kVA 40 |  |  | 11859.21
| WESPPLUS2-PX-22 | (2) Year EcoStruxure Service Plan Plus for (1) Symmetra PX UPS 20kVA 40 |  |  | 12651.155
| WESPPLUS2-PX-23 | (2) Year EcoStruxure Service Plan Plus for (1) Symmetra PX UPS 30kVA 40 |  |  | 13429.79
| WESPPLUS2-PX-24 | (2) Year EcoStruxure Service Plan Plus for (1) Symmetra PX UPS 40kVA 40 |  |  | 13822.435
| WESPPLUS2-VS1-A15 | (2) Year EcoStruxure Service Plan Plus for (1) Galaxy VS 10 - 15kVA UPS |  |  | 11513.15
| WESPPLUS2-VS1-A25 | (2) Year EcoStruxure Service Plan Plus for (1) Galaxy VS 20 kVA UPS |  |  | 11513.15
| WESPPLUS2-VS1-A30 | (2) Year EcoStruxure Service Plan Plus for (1) Galaxy VS 30 kVA UPS |  |  | 11513.15
| WESPPLUS2-VS1-A40 | (2) Year EcoStruxure Service Plan Plus for (1) Galaxy VS 40 kVA UPS |  |  | 11513.15
| WESPPLUS2-VS2-A40 | (2) Year EcoStruxure Service Plan Plus for (1) Galaxy VS 10 - 15kVA UPS |  |  | 12597.915
| WESPPLUS2-VS2-A41 | (2) Year EcoStruxure Service Plan Plus for (1) Galaxy VS 20 - 25kVA UPS |  |  | 12597.915
| WESPULTRA2-EZU-15 | (2) Year EcoStruxure Service Plan Ultra for (1) Easy UPS 3S UL 10 - 15kVA UPS |  |  | 27698.11
| WESPULTRA2-EZU-20 | (2) Year EcoStruxure Service Plan Ultra for (1) Easy UPS 3S UL 20 kVA UPS |  |  | 28217.2
| WESPULTRA2-EZU-30 | (2) Year EcoStruxure Service Plan Ultra for (1) Easy UPS 3S UL 30 kVA UPS |  |  | 30479.9
| WESPULTRA2-EZU-40 | (2) Year EcoStruxure Service Plan Ultra for (1) Easy UPS 3S UL 40 kVA UPS |  |  | 32090.41
| WESPULTRA2-G3-21 | (2) Year EcoStruxure Service Plan Ultra for (1) Galaxy 3500 or SUVT 10-15 kVA UPS |  |  | 13170.245
| WESPULTRA2-G3-22 | (2) Year EcoStruxure Service Plan Ultra for (1) Galaxy 3500 or SUVT 20 kVA UPS |  |  | 17183.21
| WESPULTRA2-G3-23 | (2) Year EcoStruxure Service Plan Ultra for (1) Galaxy 3500 or SUVT 30 kVA UPS |  |  | 19559.045
| WESPULTRA2-PX-21 | (2) Year EcoStruxure Service Plan Ultra for (1) Symmetra PX UPS 10kVA 40 |  |  | 19798.625
| WESPULTRA2-PX-22 | (2) Year EcoStruxure Service Plan Ultra for (1) Symmetra PX UPS 20kVA 40 |  |  | 21056.42
| WESPULTRA2-PX-23 | (2) Year EcoStruxure Service Plan Ultra for (1) Symmetra PX UPS 30kVA 40 |  |  | 22227.7
| WESPULTRA2-PX-24 | (2) Year EcoStruxure Service Plan Ultra for (1) Symmetra PX UPS 40kVA 40 |  |  | 23658.525
| WESPULTRA2-VS1-A15 | (2) Year EcoStruxure Service Plan Ultra for (1) Galaxy VS 10 - 15kVA UPS |  |  | 20044.86
| WESPULTRA2-VS1-A25 | (2) Year EcoStruxure Service Plan Ultra for (1) Galaxy VS 3S 20 kVA UPS |  |  | 20384.265
| WESPULTRA2-VS1-A40 | (2) Year EcoStruxure Service Plan Ultra for (1) Galaxy VS 3S 40 kVA UPS |  |  | 21089.695
| WESPULTRA2-VS2-A40 | (2) Year EcoStruxure Service Plan Ultra for (1) Galaxy VS 10 - 15kVA UPS |  |  | 22473.935
| WESPULTRA2-VS2-A41 | (2) Year EcoStruxure Service Plan Ultra for (1) Galaxy VS 20 - 25kVA UPS |  |  | 22946.44
| WESPULTRA2-VS2-A50 | (2) Year EcoStruxure Service Plan Ultra for (1) Galaxy VS 30 - 40kVA UPS |  |  | 20224.545
1 Phase Warranty Extensions » Services » Extended Warranties
1 Phase Warranty Extensions | NBSP0141 | APC NetBotz Full-Year Extended Warranty Renewal- 3xx/4xx models - Single-Appliance Pack |  |  | 532.4
1 Phase Warranty Extensions | NBSP0142 | APC NetBotz Full-Year Extended Warranty Renewal - 3xx/4xx models - Five-Appliance Pack |  |  | 2422.42
1 Phase Warranty Extensions | NBSP0231 | APC NetBotz 21-Month Bridge Sftwr & Support Warranty - 500 models - Single-Appliance Pack |  |  | 837.199
1 Phase Warranty Extensions | WBATEXT3YR-SI-30 | 3 Yr Ext War for (1) Smart-UPS Industrial 50Ah 48V Battery Set |  |  | 1776.885
1 Phase Warranty Extensions | WBATEXT3YR-SI-31 | 3 Yr Ext War for (1) Smart-UPS Industrial 100Ah 48V Battery Set |  |  | 2808.41
» Services » Extended Warranties
| WBEXTWAR1YLB-SE-01 | (1) Year Extended Warranty for SRV UPS with Lithium-Ion Battery - Level 01 |  |  | 334.081
| WBEXTWAR1YLB-SE-02 | (1) Year Extended Warranty for SRV UPS with Lithium-Ion Battery - Level 02 |  |  | 610.929
| WBEXTWAR1YLB-SE-03 | (1) Year Extended Warranty for SRV UPS with Lithium-Ion Battery - Level 03 |  |  | 970.299
| WBEXTWAR1YR-AC-01 | Service Pack 1 Year Warranty Extension for Accessories |  |  | 83.853
| WBEXTWAR1YR-AC-02 | Service Pack 1 Year Warranty Extension for Accessories |  |  | 118.459
| WBEXTWAR1YR-AC-03 | Service Pack 1 Year Warranty Extension for Accessories |  |  | 187.671
| WBEXTWAR1YR-AC-04 | Service Pack 1 Year Warranty Extension for Accessories |  |  | 362.032
| WBEXTWAR1YR-AC-05 | Service Pack 1 Year Warranty Extension for Accessories |  |  | 700.106
| WBEXTWAR1YR-AC-06 | Service Pack 1 Year Warranty Extension for Accessories |  |  | 1397.55
| WBEXTWAR1YR-AC-07 | Service Pack 1 Year Warranty Extension for Accessories |  |  | 2335.905
| WBEXTWAR1YR-NB-02 | Service Pack 1 Year Parts and Software Support Extended Warranty for 1 NetBotz 2-Series |  |  | 586.971
| WBEXTWAR1YR-NB-07 | Service Pack 1 Year Parts and Software Support Extended Warranty for 1 NetBotz 7-Series |  |  | 1397.55
| WBEXTWAR1YR-SD-01 | (1) Year Extended Warranty for (1) Easy UPS SMV/SMVS Level 01 |  |  | 122.452
| WBEXTWAR1YR-SD-02 | (1) Year Extended Warranty for (1) Easy UPS SMV/SMVS Level 02 |  |  | 137.093
| WBEXTWAR1YR-SD-03 | (1) Year Extended Warranty for (1) Easy UPS SMV/SMVS Level 03 |  |  | 223.608
| WBEXTWAR1YR-SD-04 | (1) Year Extended Warranty for (1) Easy UPS SMV/SMVS Level 04 |  |  | 417.934
| WBEXTWAR1YR-SP-01 | Service Pack 1 Year Warranty Extension (for new product purchases) |  |  | 89.177
| WBEXTWAR1YR-SP-02 | Service Pack 1 Year Warranty Extension (for new product purchases) |  |  | 89.177
| WBEXTWAR1YR-SP-03 | Service Pack 1 Year Warranty Extension (for new product purchases) |  |  | 143.748
| WBEXTWAR1YR-SP-04 | Service Pack 1 Year Warranty Extension (for new product purchases) |  |  | 275.517
| WBEXTWAR1YR-SP-05 | Service Pack 1 Year Warranty Extension (for new product purchases) |  |  | 539.055
| WBEXTWAR1YR-SP-06 | Service Pack 1 Year Warranty Extension (for new product purchases) |  |  | 1074.117
| WBEXTWAR1YR-SP-07 | Service Pack 1 Year Warranty Extension (for new product purchases) |  |  | 1790.195
| WBEXTWAR1YR-SP-08 | Service Pack 1 Year Warranty Extension (for new product purchases) |  |  | 2502.28
| WBEXTWAR2YLB-SE-01 | (2) Year Extended Warranty for SRV UPS with Lithium-Ion Battery - Level 01 |  |  | 467.181
| WBEXTWAR2YLB-SE-02 | (2) Year Extended Warranty for SRV UPS with Lithium-Ion Battery - Level 02 |  |  | 849.178
| WBEXTWAR2YLB-SE-03 | (2) Year Extended Warranty for SRV UPS with Lithium-Ion Battery - Level 03 |  |  | 1357.62
| WBEXTWAR3YR-NB-02 | Service Pack 3 Years Parts and Software Support Extended Warranty for 1 NetBotz 2-Series |  |  | 1430.825
| WBEXTWAR3YR-NB-07 | Service Pack 3 Years Parts and Software Support Extended Warranty for 1 NetBotz 7-Series |  |  | 3380.74
| WBEXTWAR3YR-SP-01 | Service Pack 3 Year Warranty Extension (for new product purchases) |  |  | 175.692
| WBEXTWAR3YR-SP-02 | Service Pack 3 Year Warranty Extension (for new product purchases) |  |  | 220.946
| WBEXTWAR3YR-SP-03 | Service Pack 3 Year Warranty Extension (for new product purchases) |  |  | 328.757
| WBEXTWAR3YR-SP-04 | Service Pack 3 Year Warranty Extension (for new product purchases) |  |  | 634.887
| WBEXTWAR3YR-SP-05 | Service Pack 3 Year Warranty Extension (for new product purchases) |  |  | 1232.506
| WBEXTWAR3YR-SP-06 | Service Pack 3 Year Warranty Extension (for new product purchases) |  |  | 2462.35
| WBEXTWAR3YR-SP-07 | Service Pack 3 Year Warranty Extension (for new product purchases) |  |  | 4099.48
| WBEXTWAR3YR-SP-08 | Service Pack 3 Year Warranty Extension (for new product purchases) |  |  | 5743.265
| WEXT1YR-MDC-03 | 1 Year Extended Warranty for (1) Level 3 Micro DC |  |  | 2302.63
| WEXT1YR-MDC-04 | 1 Year Extended Warranty for (1) Level 4 Micro DC |  |  | 6834.685
| WEXT1YR-MDC-05 | 1 Year Extended Warranty for (1) Level 5 Micro DC |  |  | 11805.97
| WEXT1YR-UF-10 | 1 Year Extended Warranty for DX LE Model 0511 thru 0611 Compressor(s) Only |  |  | 316.778
| WEXT1YR-UF-11 | 1 Year Extended Warranty for DX LE Model 0721 thru 0921 Compressor(s) Only |  |  | 503.118
| WEXT1YR-UF-12 | 1 Year Extended Warranty for DX LE Model 1422 thru 1822 Compressor(s) Only |  |  | 568.337
| WEXT1YR-UF-13 | 1 Year Extended Warranty for DX LE Max Model 2222 thru 3342 Compressor(s) Only |  |  | 786.621
| WEXT1YR-UF-21 | 1 Year Extended Warranty, Parts Only, for CW LE Model 0600 thru 1400 |  |  | 1736.955
| WEXT1YR-UF-22 | 1 Year Extended Warranty, Parts Only, for CW LE Model 1700 thru 2900 |  |  | 1890.02
| WEXT1YR-UF-23 | 1 Year Extended Warranty, Parts Only, for 1 CW LE Model 3400 thru 4600 |  |  | 2202.805
1 Phase Warranty Extensions » Services » Extended Warranties
1 Phase Warranty Extensions | WEXT1YR-UF-24 | 1 Year Extended Warranty, Parts Only, for 1 CW LE Model 4800 thru 5300 |  |  | 2442.385
» Services » Extended Warranties
| WEXT1YR-UF-31 | 1 Year Extended Warranty, Parts Only, for 1 DX LE Model 0511 thru 0611 |  |  | 1328.338
| WEXT1YR-UF-32 | 1 Year Extended Warranty, Parts Only, for 1 DX LE Model 0721 thru 0921 |  |  | 1484.065
| WEXT1YR-UF-33 | 1 Year Extended Warranty, Parts Only, for 1 DX LE Model 1422 thru 1822 |  |  | 1783.54
| WEXT1YR-UF-34 | 1 Year Extended Warranty, Parts Only, for 1 DX LE Max Model 2222 thru 3342 |  |  | 2049.74
| WEXT1YR-UF-45 | 1 Year Extended Warranty, Parts Only, for 1 DX Unisplit Ceiling or Wall Mount Unit - Model 0341 |  |  | 709.423
1 Phase Warranty Extensions » Services » Extended Warranties
1 Phase Warranty Extensions | WEXT1YR-UF-45C | 1 Year Extended Warranty for DX Unisplit Ceiling or Wall Mount Unit - Model 0341 Compressor(s) Only |  |  | 496.463
» Services » Extended Warranties
| WEXT1YR-UF-47 | 1 Year Extended Warranty, Parts Only, for 1 DX Unisplit Ceiling or Wall Mount Unit - Model 0481 |  |  | 810.579
1 Phase Warranty Extensions » Services » Extended Warranties
1 Phase Warranty Extensions | WEXT1YR-UF-47C | 1 Year Extended Warranty for DX Unisplit Ceiling or Wall Mount Unit - Model 0481 Compressor(s) Only |  |  | 573.661
» Services » Extended Warranties
| WEXT2YR-UF-10 | 2 Year Extended Warranty for DX LE Model 0511 thru 0611 Compressor(s) Only |  |  | 475.167
| WEXT2YR-UF-11 | 2 Year Extended Warranty for DX LE Model 0721 thru 0921 Compressor(s) Only |  |  | 786.621
| WEXT2YR-UF-12 | 2 Year Extended Warranty for DX LE Model 1422 thru 1822 Compressor(s) Only |  |  | 813.241
| WEXT2YR-UF-13 | 2 Year Extended Warranty for DX LE Max Model 2222 thru 3342 Compressor(s) Only |  |  | 1417.515
| WEXT2YR-UF-21 | 2 Year Extended Warranty, Parts Only, for CW LE Model 0600 thru 1400 |  |  | 4398.955
| WEXT2YR-UF-22 | 2 Year Extended Warranty, Parts Only, for CW LE Model 1700 thru 2900 |  |  | 4711.74
| WEXT2YR-UF-23 | 2 Year Extended Warranty, Parts Only, for 1 CW LE Model 3400 thru 4600 |  |  | 5343.965
1 Phase Warranty Extensions » Services » Extended Warranties
1 Phase Warranty Extensions | WEXT2YR-UF-24 | 2 Year Extended Warranty, Parts Only, for 1 CW LE Model 4800 thru 5300 |  |  | 5869.71
» Services » Extended Warranties
| WEXT2YR-UF-31 | 2 Year Extended Warranty, Parts Only, for 1 DX LE Model 0511 thru 0611 |  |  | 3260.95
| WEXT2YR-UF-32 | 2 Year Extended Warranty, Parts Only, for 1 DX LE Model 0721 thru 0921 |  |  | 3640.285
| WEXT2YR-UF-33 | 2 Year Extended Warranty, Parts Only, for 1 DX LE Model 1422 thru 1822 |  |  | 4365.68
| WEXT2YR-UF-34 | 2 Year Extended Warranty, Parts Only, for 1 DX LE Max Model 2222 thru 3342 |  |  | 5031.18
| WEXT2YR-UF-45 | 2 Year Extended Warranty, Parts Only, for 1 DX Unisplit Ceiling or Wall Mount Unit - Model 0341 |  |  | 1350.965
1 Phase Warranty Extensions » Services » Extended Warranties
1 Phase Warranty Extensions | WEXT2YR-UF-45C | 2 Year Extended Warranty for DX Unisplit Ceiling or Wall Mount Unit - Model 0341 Compressor(s) Only |  |  | 1018.215
» Services » Extended Warranties
| WEXT2YR-UF-47 | 2 Year Extended Warranty, Parts Only, for 1 DX Unisplit Ceiling or Wall Mount Unit - Model 0481 |  |  | 1537.305
| WEXT2YR-UF-47C | 2 Year Extended Warranty for DX Unisplit Ceiling or Wall Mount Unit - Model 0481 Compressor(s) Only |  |  | 1167.287
| WEXT3YR-UF-10 | 3 Year Extended Warranty for DX LE Model 0511 thru 0611 Compressor(s) Only |  |  | 666.831
| WEXT3YR-UF-11 | 3 Year Extended Warranty for DX LE Model 0721 thru 0921 Compressor(s) Only |  |  | 1002.243
| WEXT3YR-UF-12 | 3 Year Extended Warranty for DX LE Model 1422 thru 1822 Compressor(s) Only |  |  | 1098.075
| WEXT3YR-UF-13 | 3 Year Extended Warranty for DX LE Max Model 2222 thru 3342 Compressor(s) Only |  |  | 1983.19
1 Phase Warranty Extensions » Services » Extended Warranties
1 Phase Warranty Extensions | WEXT3YR-UF-47C | 3 Year Extended Warranty for DX Unisplit Ceiling or Wall Mount Unit - Model 0481 Compressor(s) Only |  |  | 1750.265
» Services » Extended Warranties
| WEXT4YR-MDC-03 | 4 Year Extended Warranty for (1) Level 3 Micro DC |  |  | 7812.97
| WEXT4YR-MDC-04 | 4 Year Extended Warranty for (1) Level 4 Micro DC |  |  | 21120.55
| WEXT4YR-MDC-05 | 4 Year Extended Warranty for (1) Level 5 Micro DC |  |  | 36469.4
| WEXT4YR-UF-10 | 4 Year Extended Warranty for DX LE Model 0511 thru 0611 Compressor(s) Only |  |  | 859.1
| WEXT4YR-UF-11 | 4 Year Extended Warranty for DX LE Model 0721 thru 0921 Compressor(s) Only |  |  | 1200.32
| WEXT4YR-UF-12 | 4 Year Extended Warranty for DX LE Model 1422 thru 1822 Compressor(s) Only |  |  | 1349.15
| WEXT4YR-UF-13 | 4 Year Extended Warranty for DX LE Max Model 2222 thru 3342 Compressor(s) Only |  |  | 2371.6
1 Phase Warranty Extensions » Services » Extended Warranties
1 Phase Warranty Extensions | WEXT4YR-UF-45C | 4 Year Extended Warranty for DX Unisplit Ceiling or Wall Mount Unit - Model 0341 Compressor(s) Only |  |  | 1869.45
1 Phase Warranty Extensions | WEXT4YR-UF-47C | 4 Year Extended Warranty for DX Unisplit Ceiling or Wall Mount Unit - Model 0481 Compressor(s) Only |  |  | 2129.6
» Services » Extended Warranties
| WEXT7YR-LB-EE | (7) year parts only warranty for (1) type "E" Li Ion battery cabinet. |  |  | 10908.15
| WEXT7YR-LB-GG | (7) year parts only warranty for (1) type "G" Li Ion battery cabinet |  |  | 11404.25
| WEXT7YR-LB-OO | (7) year parts only warranty for (1) type "O" Li Ion battery cabinet |  |  | 8258.25
| WEXT7YR-LB-SS | (7) year parts only warranty for (1) type "S" Li Ion battery cabinet |  |  | 9601.35
| WEXTWAR1YLB-SE-01 | (1) Year Extended Warranty for SRV UPS with Lithium-Ion Battery - Level 01 (renewal or high volum) |  |  | 340.01
| WEXTWAR1YLB-SE-02 | (1) Year Extended Warranty for SRV UPS with Lithium-Ion Battery - Level 02 (renewal or high volum) |  |  | 614.68
| WEXTWAR1YLB-SE-03 | (1) Year Extended Warranty for SRV UPS with Lithium-Ion Battery - Level 03 (renewal or high volum) |  |  | 980.1
| WEXTWAR1YR-AX-01 | 1 Year Extended Warranty for 3-10 kW Compressors |  |  | 214.17
| WEXTWAR1YR-AX-02 | 1 Year Extended Warranty for 14-30 kW Compressors |  |  | 255.31
| WEXTWAR1YR-AX-03 | 1 Year Extended Warranty for 31-49 kW Compressors |  |  | 272.25
| WEXTWAR1YR-AX-04 | 1 Year Extended Warranty for 50-70 kW Compressors |  |  | 706.64
| WEXTWAR1YR-AX-05 | 1 Year Extended Warranty for 90-98 kW Compressors |  |  | 892.98
| WEXTWAR1YR-AX-07 | 1 Year Extended Warranty, Parts Only for (1) 3.5kW split system unit |  |  | 859.1
| WEXTWAR1YR-AX-10 | 1-Year Extended Warranty for NetworkAIR ADU |  |  | 214.17
| WEXTWAR1YR-AX-11 | 1 Year Extended Warranty for Portable Cooling or Air Removal Unit |  |  | 255.31
| WEXTWAR1YR-AX-12 | 1 Year Extended Warranty for NetworkAIR ACPA4000 |  |  | 729.63
| WEXTWAR1YR-AX-60 | 1 Year Extended Warranty for (1) High-Density Cooling Enclosure |  |  | 2904
| WEXTWAR1YR-NB-02 | 1 Year Parts and Software Support Extended Warranty for 1 NetBotz 2-Series |  |  | 750.2
| WEXTWAR1YR-NB-07 | 1 Year Parts and Software Support Extended Warranty for 1 NetBotz 7-Series |  |  | 1772.65
| WEXTWAR1YR-SD-01 | (1) Year Extended Warranty for (1) Easy UPS SMV Level 01 |  |  | 116.16
| WEXTWAR1YR-SD-02 | (1) Year Extended Warranty for (1) Easy UPS SMV Level 02 |  |  | 129.47
| WEXTWAR1YR-SD-03 | (1) Year Extended Warranty for (1) Easy UPS SMV Level 03 |  |  | 211.75
| WEXTWAR1YR-SD-04 | (1) Year Extended Warranty for (1) Easy UPS SMV Level 04 |  |  | 402.93
| WEXTWAR1YR-SP-01 | 1 Year Extended Warranty (Renewal or High Volume) |  |  | 91.96
| WEXTWAR1YR-SP-02 | 1 Year Extended Warranty (Renewal or High Volume) |  |  | 100.43
| WEXTWAR1YR-SP-03 | 1 Year Extended Warranty (Renewal or High Volume) |  |  | 163.35
| WEXTWAR1YR-SP-04 | 1 Year Extended Warranty (Renewal or High Volume) |  |  | 315.81
| WEXTWAR1YR-SP-05 | 1 Year Extended Warranty (Renewal or High Volume) |  |  | 612.26
| WEXTWAR1YR-SP-06 | 1 Year Extended Warranty (Renewal or High Volume) |  |  | 1216.05
| WEXTWAR1YR-SP-07 | 1 Year Extended Warranty (Renewal or High Volume) |  |  | 2020.7
| WEXTWAR1YR-SP-08 | 1 Year Extended Warranty (Renewal or High Volume) |  |  | 2831.4
| WEXTWAR1YR-SPL-11 | 1 Year Extended Warranty for Li-Ion Smart-UPS L11 |  |  | 116.16
| WEXTWAR1YR-SPL-12 | 1 Year Extended Warranty for Li-Ion Smart-UPS L12 |  |  | 124.63
| WEXTWAR1YR-SPL-13 | 1 Year Extended Warranty for Li-Ion Smart-UPS L13 |  |  | 211.75
| WEXTWAR1YR-SPL-14 | 1 Year Extended Warranty for Li-Ion Smart-UPS L14 |  |  | 388.41
| WEXTWAR1YR-SPL-15 | 1 Year Extended Warranty for Li-Ion Smart-UPS L15 |  |  | 758.67
| WEXTWAR1YR-SPL-16 | 1 Year Extended Warranty for Li-Ion Smart-UPS L16 |  |  | 1500.4
| WEXTWAR1YR-SPL-17 | 1 Year Extended Warranty for Li-Ion Smart-UPS L17 |  |  | 2631.75
| WEXTWAR1YR-SPL-18 | 1 Year Extended Warranty for Li-Ion Smart-UPS L18 |  |  | 3515.05
| WEXTWAR2YLB-SE-01 | (2) Year Extended Warranty for SRV UPS with Lithium-Ion Battery - Level 01 (renewal or high volum) |  |  | 475.53
| WEXTWAR2YLB-SE-02 | (2) Year Extended Warranty for SRV UPS with Lithium-Ion Battery - Level 02 (renewal or high volum) |  |  | 859.1
| WEXTWAR2YLB-SE-03 | (2) Year Extended Warranty for SRV UPS with Lithium-Ion Battery - Level 03 (renewal or high volum) |  |  | 1373.35
| WEXTWAR2YR-AX-07 | 2 Year Extended Warranty, Parts Only for (1) 3.5kW split system unit |  |  | 1627.45
1 Phase Warranty Extensions » Services » Extended Warranties
1 Phase Warranty Extensions | WEXTWAR2YR-SI-10 | 2 Yr Ext War for (1) Smart-UPS Industrial 1300W with Battery Harness and SBU or Generator Input |  |  | 819.17
1 Phase Warranty Extensions | WEXTWAR2YR-SI-12 | 2 Yr Ext War for (1) Smart-UPS Industrial 1300W with Battery Harness, Generator Input and SBU |  |  | 869.99
» Services » Extended Warranties
| WEXTWAR3YR-NB-02 | 3 Years Parts and Software Support Extended Warranty for 1 NetBotz 2-Series |  |  | 1821.05
| WEXTWAR3YR-NB-07 | 3 Years Parts and Software Support Extended Warranty for 1 NetBotz 7-Series |  |  | 4301.55
1 Phase Warranty Extensions » Services » Extended Warranties
1 Phase Warranty Extensions | WEXTWAR3YR-SC-01 | (3) Year Extended Warranty for (1) Smart-UPS with SmartConnect |  |  | 159.72
1 Phase Warranty Extensions | WEXTWAR3YR-SC-02 | (3) Year Extended Warranty for (1) Smart-UPS with SmartConnect |  |  | 235.95
1 Phase Warranty Extensions | WEXTWAR3YR-SC-03 | (3) Year Extended Warranty for (1) Smart-UPS with SmartConnect |  |  | 353.32
1 Phase Warranty Extensions | WEXTWAR3YR-SC-04 | (3) Year Extended Warranty for (1) Smart-UPS with SmartConnect |  |  | 675.18
» Services » Extended Warranties
| WEXTWAR3YR-SD-01 | (3) Year Extended Warranty for (1) Smart-UPS with SmartConnect Level 01 |  |  | 242
| WEXTWAR3YR-SD-02 | (3) Year Extended Warranty for (1) Smart-UPS with SmartConnect Level 02 |  |  | 344.85
| WEXTWAR3YR-SD-03 | (3) Year Extended Warranty for (1) Smart-UPS with SmartConnect Level 03 |  |  | 527.56
| WEXTWAR3YR-SD-04 | (3) Year Extended Warranty for (1) Smart-UPS with SmartConnect Level 04 |  |  | 1000.67
| WEXTWAR3YR-SP-01 | 3 Year Extended Warranty (High Volume) |  |  | 187.55
| WEXTWAR3YR-SP-02 | 3 Year Extended Warranty (High Volume) |  |  | 266.2
| WEXTWAR3YR-SP-03 | 3 Year Extended Warranty (High Volume) |  |  | 410.19
| WEXTWAR3YR-SP-04 | 3 Year Extended Warranty (High Volume) |  |  | 778.03
| WEXTWAR3YR-SP-05 | 3 Year Extended Warranty (High Volume) |  |  | 1524.6
| WEXTWAR3YR-SP-06 | 3 Year Extended Warranty (High Volume) |  |  | 3043.15
| WEXTWAR3YR-SP-07 | 3 Year Extended Warranty (High Volume) |  |  | 5057.8
| WEXTWAR3YR-SP-08 | 3 Year Extended Warranty (High Volume) |  |  | 7090.6
| WEXWAR1Y-AC-01 | 1 Year Warranty Extension for (1) Accessory (Renewal or High Volume) |  |  | 81.07
| WEXWAR1Y-AC-02 | 1 Year Warranty Extension for (1) Accessory (Renewal or High Volume) |  |  | 113.74
| WEXWAR1Y-AC-03 | 1 Year Warranty Extension for (1) Accessory (Renewal or High Volume) |  |  | 181.5
| WEXWAR1Y-AC-04 | 1 Year Warranty Extension for (1) Accessory (Renewal or High Volume) |  |  | 350.9
| WEXWAR1Y-AC-05 | 1 Year Warranty Extension for (1) Accessory (Renewal or High Volume) |  |  | 682.44
| WEXWAR1Y-AC-06 | 1 Year Warranty Extension for (1) Accessory (Renewal or High Volume) |  |  | 1361.25
| WEXWAR1Y-AC-07 | 1 Year Warranty Extension for (1) Accessory (Renewal or High Volume) |  |  | 2268.75
| WMS1MHW-BASIC | 1 Month Extended Hardware Warranty for StruxureWare Data Center Expert Basic |  |  | 39.93
| WMS1MHW-ENT | 1 Month Extended Hardware Warranty for StruxureWare Data Center Expert Enterprise |  |  | 118.58
| WMS1MHW-STD | 1 Month Extended Hardware Warranty for StruxureWare Data Center Expert Standard |  |  | 65.34
| WMS1YRHW-BASIC | 1 Year Extended Hardware Warranty for StruxureWare Data Center Expert Basic |  |  | 513.04
| WMS1YRHW-ENT | 1 Year Extended Hardware Warranty for StruxureWare Data Center Expert Enterprise |  |  | 1542.75
| WMS1YRHW-STD | 1 Year Extended Hardware Warranty for StruxureWare Data Center Expert Standard |  |  | 853.05
| WNBSP0131 | APC NetBotz 21-Month Bridge Sftwr & Support Warranty - 3xx/4xx models - Single-Appliance Pack |  |  | 560.23
1 Phase Warranty Extensions » Services » Extended Warranties
1 Phase Warranty Extensions | WNBSP0131M | Monthly 420/320 First Year Bridge Software Warranty |  |  | 37.51
» Services » Extended Warranties
| WNBSP0132 | APC NetBotz 21-Month Bridge Sftwr & Support Warranty - 3xx/4xx models - Five-Appliance Pack |  |  | 2510.75
| WNBSP0133 | APC NetBotz 21-Month Bridge Sftwr & Support Warranty - 3xx/4xx models - 20-Appliance Pack |  |  | 9008.45
| WNBSP0141 | APC NetBotz Full-Year Extended Warranty Renewal- 3xx/4xx models - Single-Appliance Pack |  |  | 481.58
1 Phase Warranty Extensions » Services » Extended Warranties
1 Phase Warranty Extensions | WNBSP0141M | Monthly 420/320 Full Year Software Warranty |  |  | 55.66
» Services » Extended Warranties
| WNBSP0142 | APC NetBotz Full-Year Extended Warranty Renewal - 3xx/4xx models - Five-Appliance Pack |  |  | 2178
| WNBSP0143 | APC NetBotz Full-Year Extended Warranty Renewal- 3xx/4xx models - 20-Appliance Pack |  |  | 7719.8
| WNBSP0231 | APC NetBotz 21-Month Bridge Sftwr & Support Warranty - 500 models - Single-Appliance Pack |  |  | 756.25
1 Phase Warranty Extensions » Services » Extended Warranties
1 Phase Warranty Extensions | WNBSP0231M | Monthly 500 First Year Bridge Software Warranty |  |  | 58.08
» Services » Extended Warranties
| WNBSP0232 | APC NetBotz 21-Month Bridge Sftwr & Support Warranty - 500 models - Five-Appliance Pack |  |  | 3472.7
| WNBSP0233 | APC NetBotz 21-Month Bridge Sftwr & Support Warranty - 500 models - 20-Appliance Pack |  |  | 13104.3
| WNBSP0241 | APC NetBotz Full-Year Extended Warranty Renewal- 500 Models - Single-Appliance Pack |  |  | 655.82
1 Phase Warranty Extensions » Services » Extended Warranties
1 Phase Warranty Extensions | WNBSP0241M | Monthly 500 Full Year Software Warranty |  |  | 81.07
» Services » Extended Warranties
| WNBSP0242 | APC NetBotz Full-Year Extended Warranty Renewal- 500 Models - Five-Appliance Pack |  |  | 3012.9
| WNBSP0243 | APC NetBotz Full-Year Extended Warranty Renewal- 500 Models - 20-Appliance Pack |  |  | 11198.55
| WNBSP3141 | APC NetBotz Three-Year Extended Warranty - 3xx/4xx Models - Single-Appliance Pack |  |  | 925.65
| WNBSP3142 | APC NetBotz Three-Year Extended Warranty - 3xx/4xx Models - Five-Appliance Pack |  |  | 4186.6
| WNBSP3143 | APC NetBotz Three-Year Extended Warranty - 3xx/4xx Models - 20-Appliance Pack |  |  | 15052.4
| WNBSP3241 | APC NetBotz Three-Year Extended Warranty - 500 Models - Single-Appliance Pack |  |  | 1270.5
| WNBSP3242 | APC NetBotz Three-Year Extended Warranty - 500 Models - Five-Appliance Pack |  |  | 5795.9
| WNBSP3243 | APC NetBotz Three-Year Extended Warranty - 500 Models - 20-Appliance Pack |  |  | 21810.25
| WNBWN001 | Base - 2 Year Software Support Contract (NBWL0355/NBWL0455) |  |  | 370.26
| WNBWN002 | Base - 2 Yr Software Support Contract (NBRK0450/NBRK0550/NBRK0570) |  |  | 557.81
| WNBWN003 | Extension - 1 Year Software Support Contract & 1 Year Hardware Warranty (NBWL0355/NBWL0455) |  |  | 350.9
| WNBWN004 | Extension - 1 Yr Software Support Contract & 1 Year Hardware Warranty (NBRK0450/NBRK0550\NBRK0570) |  |  | 533.61
» Services » Installation Services
| WASSEM-EZ-00 | Assembly Service for (1) Galaxy E3S ext. Battery cabinet |  |  | 6576.35
| WASSEM-VL-200 | Assembly Service for (1) Galaxy VL 200kVA |  |  | 4247.1
| WASSEM-VL-300 | Assembly Service for (1) Galaxy VL 300kVA |  |  | 4398.35
| WASSEM-VL-400 | Assembly Service for (1) Galaxy VL 400kVA |  |  | 4561.7
| WASSEM-VL-500 | Assembly Service for (1) Galaxy VL 500kVA |  |  | 4725.05
| WASSEM-VL-MBC | Assembly Service 5X8 for (1) Galaxy VL Maintenance Bypass Cabinet |  |  | 1216.05
| WASSEM-VM-00 | Assembly Service for (1) Galaxy VM |  |  | 5517.6
| WASSEM-VS1-A15 | Assembly Service for (1) GVS 10-15kVA |  |  | 4870.25
| WASSEM-VS1-A25 | Assembly Service for (1) GVS 20-25kVA |  |  | 4870.25
| WASSEM-VS1-A30 | Assembly Service for (1) GVS 30kVA |  |  | 4870.25
| WASSEM-VS1-A40 | Assembly Service for (1) GVS 40kVA |  |  | 4870.25
| WASSEM-VS1-A50 | Assembly Service for (1) GVS 50kVA |  |  | 4870.25
| WASSEM-VS2-A100 | Assembly Service for (1) GVS 80-100kVA |  |  | 5517.6
| WASSEM-VS2-A40 | Assembly Service for (1) GVS 10-15kVA |  |  | 5517.6
| WASSEM-VS2-A41 | Assembly Service for (1) GVS 20-25kVA |  |  | 5517.6
| WASSEM-VS2-A50 | Assembly Service for (1) GVS 30-50kVA |  |  | 5517.6
| WASSEM-VS2-A60 | Assembly Service for (1) GVS 60kVA |  |  | 5517.6
| WASSEM-VS3-A150 | Assembly Service for (1) GVS 120-150kVA |  |  | 8119.1
| WASSEM-VS3-A75 | Assembly Service for (1) GVS 60-80kVA |  |  | 5517.6
| WASSEM-VX-100 | Assembly Service 5X8 for (1) Galaxy VX 1000kVA UPS |  |  | 23213.85
| WASSEM-VX-101 | Assembly Service 5X8 for (1) Galaxy VX 1000kVA N+1 Redundant UPS |  |  | 28713.3
| WASSEM-VX-102 | Assembly Service 5X8 for (1) Galaxy VX 1000 Scalable to 1250kVA UPS |  |  | 24435.95
| WASSEM-VX-103 | Assembly Service 5X8 for (1) Galaxy VX 1000 Scalable to 1500kVA UPS |  |  | 28713.3
| WASSEM-VX-120 | Assembly Service 5X8 for (1) Galaxy VX 1250kVA UPS |  |  | 28713.3
| WASSEM-VX-121 | Assembly Service 5X8 for (1) Galaxy VX 1250kVA N+1 Redundant UPS |  |  | 31768.55
| WASSEM-VX-122 | Assembly Service 5X8 for (1) Galaxy VX 1250 Scalable to 1500kVA UPS |  |  | 29941.45
| WASSEM-VX-150 | Assembly Service 5X8 for (1) Galaxy VX 1500kVA UPS |  |  | 31768.55
| WASSEM-VX-151 | Assembly Service 5X8 for (1) Galaxy VX 1500kVA N+1 Redundant UPS |  |  | 34817.75
| WASSEM-VX-50 | Assembly Service 5X8 for (1) Galaxy VX 500 Scalable to 750kVA UPS |  |  | 18640.05
| WASSEM-VX-51 | Assembly Service 5X8 for (1) Galaxy VX 500kVA UPS |  |  | 18640.05
| WASSEM-VX-52 | Assembly Service 5X8 for (1) Galaxy VX 500kVA N+1 Redundant UPS |  |  | 23213.85
| WASSEM-VX-53 | Assembly Service 5X8 for (1) Galaxy VX 500 Scalable to 1000kVA UPS |  |  | 18640.05
| WASSEM-VX-54 | Assembly Service 5X8 for (1) Galaxy VX 500 Scalable to 1250kVA UPS |  |  | 18640.05
| WASSEM-VX-55 | Assembly Service 5X8 for (1) Galaxy VX 500 Scalable to 1500kVA UPS |  |  | 18640.05
| WASSEM-VX-62 | Assembly Service 5X8 for (1) Galaxy VX 625kVA UPS |  |  | 21991.75
| WASSEM-VX-64 | Assembly Service 5X8 for (1) Galaxy VX 625 Scalable to 1000kVA UPS |  |  | 22608.85
| WASSEM-VX-75 | Assembly Service 5X8 for (1) Galaxy VX 750kVA UPS |  |  | 23213.85
| WASSEM-VX-76 | Assembly Service 5X8 for (1) Galaxy VX 750kVA N+1 Redundant UPS |  |  | 23830.95
| WASSEM-VX-77 | Assembly Service 5X8 for (1) Galaxy VX 750 Scalable to 1000kVA UPS |  |  | 24435.95
| WASSEM-VX-78 | Assembly Service 5X8 for (1) Galaxy VX 750 Scalable to 1250kVA UPS |  |  | 24435.95
| WASSEM-VX-79 | Assembly Service 5X8 for (1) Galaxy VX 750 Scalable to 1500kVA UPS |  |  | 24435.95
| WASSEM5X8-2-AX-26 | Scheduled Assembly Service 5X8 for 1-2 Additional InfraStruXure InRow RC |  |  | 1391.5
| WASSEM5X8-3-AX-26 | Scheduled Assembly Service 5X8 for 1-3 InfraStruXure InRow RC |  |  | 2680.15
| WASSEM5X8-3R-PX-10 | 5X8 Scheduled Assembly of 1-3 Additional Racks |  |  | 1748.45
| WASSEM5X8-5R-PX-20 | 5X8 Scheduled Assembly Service for 1-5 Racks |  |  | 4591.95
| WASSEM5X8-AX-10 | Scheduled Assembly and Start-Up Service for 1-2 Air Distribution Units |  |  | 1452
| WASSEM5X8-AX-11 | Scheduled Assembly and Start-Up Service for up to two Air Removal Units (ARU) |  |  | 3799.4
| WASSEM5X8-AX-14 | Scheduled Assembly and Start-Up Service for InRow SC Air Cooled Self Contained |  |  | 3751
| WASSEM5X8-AX-15 | Scheduled Assembly Service 5X8 for InRow RD10 kW Water/Glycol and Air cooled |  |  | 2474.45
| WASSEM5X8-AX-20 | Scheduled Assembly of the Thermal Containment Components |  |  | 6164.95
| WASSEM5X8-AX-21 | Assembly Service for Thermal Containment Add-ons |  |  | 824.01
| WASSEM5X8-AX-22 | Scheduled Air Assembly Service 5X8 for InRow RP Chilled Water units |  |  | 3454.55
| WASSEM5X8-AX-34 | Scheduled Assembly Service 5X8 for InRow ACRD 300 and 301 Series |  |  | 2734.6
| WASSEM5X8-AX-36 | Scheduled Assembly Service 5X8 for (1) In Row ACRH 301 series |  |  | 4247.1
| WASSEM5X8-AX-41 | Scheduled Air Assembly Service 5X8 for InRow RP DX units |  |  | 2583.35
| WASSEM5X8-RK-01 | 5X8 Scheduled Assembly Service for (1) Rack |  |  | 4948.9
| WASSEM5X8-RK-02 | 5X8 Scheduled Assembly Service for (2) Racks |  |  | 5566
| WASSEM5X8-RK-03 | 5X8 Scheduled Assembly Service for (3) Racks |  |  | 6189.15
| WASSEM5X8-RK-04 | 5X8 Scheduled Assembly Service for (4) Racks |  |  | 6800.2
| WASSEM5X8-RK-05 | 5X8 Scheduled Assembly Service for (5) Racks |  |  | 7417.3
| WASSEM5X8-RK-06 | 5X8 Scheduled Assembly Service for (6) Racks |  |  | 10309.2
| WASSEM5X8-RK-07 | 5X8 Scheduled Assembly Service for (7) Racks |  |  | 10926.3
| WASSEM5X8-RK-08 | 5X8 Scheduled Assembly Service for (8) Racks |  |  | 11537.35
| WASSEMEXBAD-VSB-00 | Scheduled Assembly Service 5X8 for (1) Additional Galaxy VS Battery Frame. |  |  | 5003.35
| WASSEMEXBAT-LB-01 | (1) Assembly Service for (1) Cabinet Li-Ion Battery solution |  |  | 4664.55
| WASSEMEXBAT-LB-02 | (1) Assembly Service for (2) Cabinets Li-Ion Battery solution |  |  | 6534
| WASSEMEXBAT-LB-03 | (1) Assembly Service for (3) Cabinets Li-Ion Battery solution |  |  | 8397.4
| WASSEMEXBAT-LB-04 | (1) Assembly Service for (4) Cabinets Li-Ion Battery solution |  |  | 9837.3
| WASSEMEXBAT-LB-05 | (1) Assembly Service for (5) Cabinets Li-Ion Battery solution |  |  | 11283.25
| WASSEMEXBAT-LB-06 | (1) Assembly Service for (6) Cabinets Li-Ion Battery solution |  |  | 13564.1
| WASSEMEXBAT-LB-07 | (1) Assembly Service for (7) Cabinets Li-Ion Battery solution |  |  | 15004
| WASSEMEXBAT-LB-08 | (1) Assembly Service for (8) Cabinets Li-Ion Battery solution |  |  | 18186.3
| WASSEMEXBAT-LB-09 | (1) Assembly Service for (9) Cabinets Li-Ion Battery solution |  |  | 19275.3
| WASSEMEXBAT-LB-10 | (1) Assembly Service for (10) Cabinets Li-Ion Battery solution |  |  | 22300.3
| WASSEMEXBAT-LB-11 | (1) Assembly Service for (11) Cabinets Li-Ion Battery solution |  |  | 22760.1
| WASSEMEXBAT-LB-12 | (1) Assembly Service for (12) Cabinets Li-Ion Battery solution |  |  | 25494.7
| WASSEMEXBAT-LB-13 | (1) Assembly Service for (13) Cabinets Li-Ion Battery solution |  |  | 27019.3
| WASSEMEXBAT-LB-14 | (1) Assembly Service for (14) Cabinets Li-Ion Battery solution |  |  | 29614.75
| WASSEMEXBAT-LB-15 | (1) Assembly Service for (15) Cabinets Li-Ion Battery solution |  |  | 32034.75
| WASSEMEXBAT-LB-16 | (1) Assembly Service for (16) Cabinets Li-Ion Battery solution |  |  | 35743.4
| WASSEMEXBAT-NX-83 | Scheduled Assembly Service 5X8 for (1) External Battery Frame for Symmetra 250/500kW |  |  | 6497.7
Installation Services » Services » Installation Services
Installation Services | WASSEMEXBAT-PX-23 | Scheduled Assembly Service for (1) External Battery Frame for Symmetra PX 40 kW |  |  | 3654.2
Installation Services | WASSEMEXBAT-PX-33 | Scheduled Assembly Service for (1) External Battery Frame for Symmetra PX 80 kW |  |  | 4731.1
» Services » Installation Services
| WASSEMEXBAT-PX-63 | Scheduled Assembly Service for (1) External Battery Frame for Symmetra PX 160kW |  |  | 6092.35
| WASSEMEXBAT-VM-24 | Scheduled Assembly Service 5X8 for (1) Galaxy VM Narrow Modular Batt Frame with up to 24 Batteries |  |  | 6007.65
| WASSEMEXBAT-VM-48 | Scheduled Assembly Service 5X8 for (1) Galaxy VM Wide Modular Batt Frame with up to 48 batteries |  |  | 6394.85
| WASSEMEXBAT-VSB-01 | Scheduled Assembly Service 5X8 for (1) Galaxy VS Modular Batt Frame with up to 6 Batt Strings |  |  | 4283.4
| WASSEMEXBAT-VSB-02 | Scheduled Assembly Service 5X8 for (1) Galaxy VS Modular Batt Frame with up to 9 Batt Strings |  |  | 5003.35
Installation Services » Services » Installation Services
Installation Services | WASSEMEXBTAD-VM-49 | Scheduled Assembly Service 5X8 for (1) Additional Galaxy VM Battery Frame |  |  | 3109.7
» Services » Installation Services
| WASSEMNB-NB-10 | NetBotz Assembly Services for Models NBRK0450, NBRK0570, NBWL0355 or NBWL0455 |  |  | 721.16
| WASSEMNBA-NB-20 | NetBotz Assembly Service for up to 3 Appliances and Associated Accessories for 7-Series - 2-Series |  |  | 9619.5
| WASSEMPDU5X8-PD-20 | Scheduled Assembly Service 5X8 for (1) 5U Rack Distribution Panel |  |  | 3254.9
| WASSEMPDU5X8-PD-30 | Scheduled Assembly Service 5X8 for (1) 1/2 Rack Remote or (1) Modular Power Panel |  |  | 4622.2
| WASSEMRDP5X8-PX-40 | Scheduled Assembly Service 5X8 for (1) Remote Distribution Panel |  |  | 2504.7
| WASSEMSTRT-EZU-15 | Assembly and Startup for (1) Easy UPS 3S UL 10-15kVA UPS Including Internal Battery Modules |  |  | 5705.15
| WASSEMSTRT-EZU-20 | Assembly and Startup for (1) Easy UPS 3S UL 20kVA UPS Including Internal Battery Modules |  |  | 5868.5
| WASSEMSTRT-EZU-30 | Assembly and Startup for (1) Easy UPS 3S UL 30kVA UPS Including Internal Battery Modules |  |  | 6031.85
| WASSEMSTRT-EZU-40 | Assembly and Startup for (1) Easy UPS 3S UL 40kVA UPS Including Internal Battery Modules |  |  | 6189.15
| WASSEMUPS-3R-SB-00 | Scheduled 5X8 Assembly and Power-Up Service |  |  | 2637.8
| WASSEMUPS-3R-SY-00 | Scheduled 5X8 Assembly and Power-Up Service |  |  | 3521.1
| WASSEMUPS-NX-81 | Scheduled Assembly Service 5X8 for (1) SY 100 to 250 kVA UPS, up to (2) XR Frames and PDU |  |  | 11307.45
| WASSEMUPS-NX-82 | Scheduled Assembly Service 5X8 for (1) SY 200 kVA UPS, up to (2) XR Frames and PDU |  |  | 13757.7
| WASSEMUPS-NX-84 | Scheduled Assembly Service 5X8 for (1) SY 250 kVA UPS, up to (2) XR Frames and PDU |  |  | 14955.6
| WASSEMUPS-NX-85 | Scheduled Assembly Service 5X8 for (1) SY 300 kVA UPS, up to (4) XR Frames and PDU |  |  | 18506.95
| WASSEMUPS-NX-86 | Scheduled Assembly Service 5X8 for (1) SY 400 kVA UPS, up to (4) XR Frames and PDU |  |  | 21634.8
| WASSEMUPS-NX-87 | Scheduled Assembly Service 5X8 for (1) Symmetra 500kW UPS, up to (4) XR Frames and PDU |  |  | 22893.2
Installation Services » Services » Installation Services
Installation Services | WASSEMUPS-SPL-00 | Smart-UPS Modular Ultra Start Up and Assembly Combined Service |  |  | 1675.85
Installation Services | WASSEMUPS5X8-MW-09 | Scheduled Assembly Service 5X8 for Symmetra MW 400-600kW |  |  | 13382.6
» Services » Installation Services
| WASSEMUPS5X8-MW-11 | Scheduled Assembly Service 5X8 for Symmetra MW 1200-1600kW |  |  | 35319.9
| WASSEMUPS5X8-PX-21 | Scheduled 5X8 Assembly Service for Symmetra PX 40 kW UPS and/or PDU |  |  | 3412.2
| WASSEMUPS5X8-PX-31 | Scheduled 5X8 Assembly Service for Symmetra PX 80 or 100KW frame UPS, first XR Frame and/or PDU |  |  | 3974.85
| WASSEMUPS5X8-PX-62 | Scheduled Assembly Service for Symmetra PX 48/64 kW UPS, Essential XR Frames Only |  |  | 6068.15
| WASSEMUPS5X8-PX-72 | Scheduled Assembly Service for Symmetra PX 64 kW UPS with PDU and Essential XR Frames Only |  |  | 8361.1
| WCONFIG-ISXC-25 | StruxureWare Data Center Expert Configuration |  |  | 10061.15
| WCONFIGCAL | Configuration - Calibration Service for (1) Batt Manager System Module |  |  | 2468.4
| WICS | Installation Planning |  |  | 6152.85
| WINSTL-BM-02 | Assembly Service for (1) Batt Manager Expansion System Module - Tab Washers Already Installed |  |  | 5426.85
| WINSTL-MDC-01 | Assembly, Start-UPS, and Integration Service for (1) Level 1 Micro DC |  |  | 5584.15
| WINSTL-MDC-02 | Assembly, Start-UPS, and Integration Service for (1) Level 2 Micro DC |  |  | 7671.4
| WINSTL-MDC-03 | Assembly, Start-UPS, and Integration Service for (1) Level 3 Micro DC |  |  | 13951.3
| WNPR071011 | Installation Management Base Service |  |  | 8820.9
| WNPR071020 | Installation Management Unit |  |  | 392.04
| WNSWINT | Struxuware Data Center Project Management |  |  | 4495.15
Software Services » Services » Installation Services
Software Services | WOFFHRSWC-CM-12 | Off Hour Software Configuration |  |  | 2813.25
» Services » Installation Services
| WSITECOORD | Site Coordination Service |  |  | 8863.25
| WSTRTUP-E7-50 | Start-UP Service for (1) EPS 7000 300 to 500 kVA UPS |  |  | 11858
| WSTRTUP-E8-62 | Start-UP Service for (1) EPS 8000 555kVA UPS |  |  | 13116.4
| WSTRTUP-EZU-15 | Start-Up Service 5X8 for (1) Easy UPS 3S UL 10-15kVA UPS |  |  | 4658.5
| WSTRTUP-EZU-20 | Start-Up Service 5X8 for (1) Easy UPS 3S UL 20kVA UPS |  |  | 4755.3
| WSTRTUP-EZU-30 | Start-Up Service 5X8 for (1) Easy UPS 3S UL 30kVA UPS |  |  | 4858.15
| WSTRTUP-EZU-40 | Start-Up Service 5X8 for (1) Easy UPS 3S UL 40kVA UPS |  |  | 4942.85
| WSTRTUP-G3-21 | Start-Up Service for (1) Galaxy 3500 or SUVT 10 - 15 kVA UPS |  |  | 1960.2
| WSTRTUP-G3-22 | Start-Up Service for (1) Galaxy 3500 or SUVT 20 kVA UPS |  |  | 1960.2
| WSTRTUP-G3-23 | Start-Up Service for (1) Galaxy 3500 or SUVT 30 kVA UPS |  |  | 2619.65
Installation Services » Services » Installation Services
Installation Services | WSTRTUP-G3-24 | Start-Up Service for (1) Galaxy 3500 or SUVT 40 kVA UPS |  |  | 2432.1
» Services » Installation Services
| WSTRTUP-G3-25 | Start-Up Service for (1) Galaxy 3500 or SUVT XR Battery Cabinet |  |  | 1045.44
| WSTRTUP-G3-28 | Start-Up Service for (1) Galaxy 3500 or SUVT 80 kVA UPS |  |  | 2722.5
Installation Services » Services » Installation Services
Installation Services | WSTRTUP-G4-75 | Start-UP Service for (1) Galaxy 4000 65 to 75kVA UPS |  |  | 3496.9
» Services » Installation Services
| WSTRTUP-G5-13 | Start-UP Service for (1) Galaxy 5000/5500 81 to 130 kva UPS |  |  | 5735.4
| WSTRTUP-G5-81 | Start-UP Service for (1) Galaxy 5000/5500 41 to 80 kva UPS |  |  | 4749.25
Installation Services » Services » Installation Services
Installation Services | WSTRTUP-GP-12 | Start-UP Service for (1) Galaxy PW or PWI 80 to 130kva UPS |  |  | 6679.2
» Services » Installation Services
| WSTRTUP-GP-20 | Start-UP Service for (1) Galaxy PW 160 or 200 or PWI 200 kva UPS |  |  | 8621.25
Installation Services » Services » Installation Services
Installation Services | WSTRTUP-GT-20 | Start-UP Service for (1) PXC 10 - 25 kVA UPS |  |  | 4628.25
Installation Services | WSTRTUP-GT-40 | Start-UP Service for (1) PXC 30 - 40 kVA UPS |  |  | 4797.65
Installation Services | WSTRTUP-GT-60 | Start-UP Service for (1) PXC 50 - 60 kVA UPS |  |  | 4967.05
Installation Services | WSTRTUP-GT-80 | Start-UP Service for (1) PXC 75 - 80 kVA UPS |  |  | 5142.5
» Services » Installation Services
| WSTRTUP-LB-01 | (1) Startup Service for (1) Cabinet Li-Ion Battery solution |  |  | 3859.9
| WSTRTUP-LB-02 | (1) Startup Service for (2) Cabinets Li-Ion Battery solution |  |  | 4428.6
| WSTRTUP-LB-03 | (1) Startup Service for (3) Cabinets Li-Ion Battery solution |  |  | 5003.35
| WSTRTUP-LB-04 | (1) Startup Service for (4) Cabinets Li-Ion Battery solution |  |  | 5566
| WSTRTUP-LB-05 | (1) Startup Service for (5) Cabinets Li-Ion Battery solution |  |  | 7253.95
| WSTRTUP-LB-06 | (1) Startup Service for (6) Cabinets Li-Ion Battery solution |  |  | 7889.2
| WSTRTUP-LB-07 | (1) Startup Service for (7) Cabinets Li-Ion Battery solution |  |  | 8990.3
| WSTRTUP-LB-08 | (1) Startup Service for (8) Cabinets Li-Ion Battery solution |  |  | 9625.55
| WSTRTUP-LB-09 | (1) Startup Service for (9) Cabinets Li-Ion Battery solution |  |  | 10563.3
| WSTRTUP-LB-10 | (1) Startup Service for (10) Cabinets Li-Ion Battery solution |  |  | 12559.8
| WSTRTUP-LB-11 | (1) Startup Service for (11) Cabinets Li-Ion Battery solution |  |  | 12650.55
| WSTRTUP-LB-12 | (1) Startup Service for (12) Cabinets Li-Ion Battery solution |  |  | 14011.8
| WSTRTUP-LB-13 | (1) Startup Service for (13) Cabinets Li-Ion Battery solution |  |  | 14175.15
Installation Services » Services » Installation Services
Installation Services | WSTRTUP-LB-14 | (1) Startup Service for (14) Cabinets Li-Ion Battery solution |  |  | 15469.85
» Services » Installation Services
| WSTRTUP-LB-15 | (1) Startup Service for (15) Cabinets Li-Ion Battery solution |  |  | 16099.05
| WSTRTUP-LB-16 | (1) Startup Service for (16) Cabinets Li-Ion Battery solution |  |  | 18010.85
| WSTRTUP-MDC-01 | Startup & Integration Service for (1) Level 1 MDC |  |  | 4247.1
| WSTRTUP-MDC-02 | Startup & Integration Service for (1) Level 2 MDC |  |  | 4573.8
| WSTRTUP-MDC-03 | Startup & Integration Service for (1) Level 3 MDC |  |  | 5977.4
| WSTRTUP-MW-09 | Scheduled 5X8 Start-Up Service for Symmetra MW 400-600kW |  |  | 5366.35
| WSTRTUP-MW-11 | Scheduled 5X8 Start-Up Service for Symmetra MW 1200-1600kW |  |  | 9365.4
| WSTRTUP-NX-10 | Start-Up Service 5X8 for (1) Symmetra 250kW UPS, up to (2) XR Frames and PDU |  |  | 8621.25
| WSTRTUP-NX-20 | Start-Up Service 5X8 for (1) Symmetra 500kW UPS, up to (4) XR Frames and PDU |  |  | 21525.9
| WSTRTUP-NX-83 | Start-Up Service 5X8 for (1) External Battery Frame for Symmetra 250/500 kW |  |  | 1808.95
| WSTRTUP-PM-30 | Start-UP Service for (1) PMM 30 to 300Amp |  |  | 1948.1
| WSTRTUP-PM-40 | Start-UP Service for (1) PMM 400 or 500 |  |  | 2268.75
| WSTRTUP-PM-50 | Start-Up Service for (1) Galaxy RPP 250 or 400 A |  |  | 1948.1
| WSTRTUP-PM-60 | Start-UP Service for (1) ANRD PMM 75 - 300 kVA |  |  | 2238.5
| WSTRTUP-PM-80 | Start-UP Service for (1) ANRD PMM 600-1200 kVA |  |  | 2631.75
| WSTRTUP-PX-21 | Start-Up Service 5X8 for (1) Symmetra 40kW UPS and/or (1) PDU |  |  | 2432.1
| WSTRTUP-PX-23 | Start-Up Service 5X8 for (1) External Battery Frame for Symmetra PX 40 kW |  |  | 1153.13
| WSTRTUP-PX-31 | Start-Up Service 5X8 for (1) Symmetra 80 or 100kW frame UPS and/or (1) PDU |  |  | 2722.5
| WSTRTUP-PX-33 | Start-Up Service 5X8 for (1) External Battery Frame for Symmetra PX 80 or 100 kW frame UPS |  |  | 1185.8
| WSTRTUP-PX-63 | Start-Up Service 5X8 for (1) External Battery Frame for Symmetra PX 160 kW |  |  | 1778.7
| WSTRTUP-SB-00 | 5 X 8 Power Up for Smart-UPS |  |  | 1615.35
Installation Services » Services » Installation Services
Installation Services | WSTRTUP-SPL-00 | Smart-UPS Modular Ultra Start Up Service |  |  | 1675.85
» Services » Installation Services
| WSTRTUP-SY-00 | 5 X 8 Power Up for 1P Symmetra |  |  | 2389.75
| WSTRTUP-UF-20 | Start-up Service 5x8 for (1) CW 5-26 kW |  |  | 4537.5
| WSTRTUP-UF-21 | Start-up Service 5x8 for CW LE Model 0600 thru 1400 |  |  | 4228.95
| WSTRTUP-UF-22 | Start-up Service 5x8 for CW LE Model 1700 thru 2900 |  |  | 4422.55
| WSTRTUP-UF-23 | Start-up Service 5x8 for 1 CW LE Model 3400 thru 4600 |  |  | 4537.5
| WSTRTUP-UF-24 | Start-up Service 5x8 for 1 CW LE Model 4800 thru 5300 |  |  | 4604.05
| WSTRTUP-UF-31 | Start-up Service 5x8 for 11 DX LE Model 0511 thru 0611 |  |  | 4029.3
| WSTRTUP-UF-32 | Start-up Service 5x8 for 11 DX LE Model 0721 thru 1022 |  |  | 4513.3
| WSTRTUP-UF-33 | Start-up Service 5x8 for 11 DX LE Model 1422 thru 1822 |  |  | 4737.15
| WSTRTUP-UF-34 | Start-up Service 5x8 for 11 DX LE Max Model 2222 thru 3342 |  |  | 5687
| WSTRTUP-UF-45 | Start-up Service for 1 DX Unisplit Ceiling or Wall Mount Unit - Model 0341 |  |  | 4289.45
| WSTRTUP-UF-47 | Start-up Service for 1 DX Unisplit Ceiling or Wall Mount Unit - Model 0481 |  |  | 4470.95
| WSTRTUP-VL-200 | Start-Up Service 5X8 for (1) Galaxy VL 200kW UPS |  |  | 9268.6
| WSTRTUP-VL-300 | Start-Up Service 5X8 for (1) Galaxy VL 300kW UPS |  |  | 9595.3
| WSTRTUP-VL-400 | Start-Up Service 5X8 for (1) Galaxy VL 400kW UPS |  |  | 9934.1
| WSTRTUP-VL-500 | Start-Up Service 5X8 for (1) Galaxy VL 500kW UPS |  |  | 10260.8
| WSTRTUP-VM-18 | Start-Up Service for (1) GVM 160 to 181kVA UPS and Batt Frames, Single or Parallel Config |  |  | 7659.3
| WSTRTUP-VM-24 | Start-Up Service 5X8 for (1) Galaxy VM Narrow Modular Batt Frame with up to 24 Batteries |  |  | 1439.9
| WSTRTUP-VM-25 | Start-Up Service for (1) GVM 200 to 226kVA UPS and Batt Frames, Single or Parallel Config |  |  | 8143.3
| WSTRTUP-VM-48 | Start-Up Service 5X8 for (1) Galaxy VM Wide Modular Batt Frame with up to 48 batteries |  |  | 1778.7
| WSTRTUP-VS1-A15 | Start-Up Service 5X8 for (1) Galaxy VS 10 to 15kW UPS |  |  | 2226.4
| WSTRTUP-VS1-A25 | Start-Up Service 5X8 for (1) Galaxy VS 20 to 25kW UPS |  |  | 2226.4
| WSTRTUP-VS1-A30 | Start-Up Service 5X8 for (1) Galaxy VS 30kW UPS |  |  | 2226.4
| WSTRTUP-VS1-A40 | Start-Up Service 5X8 for (1) Galaxy VS 40kW UPS |  |  | 2226.4
| WSTRTUP-VS1-A50 | Start-Up Service 5X8 for (1) Galaxy VS 50kW UPS |  |  | 2226.4
| WSTRTUP-VS2-A100 | Start-Up Service 5X8 for (1) Galaxy VS 80 to 100kW UPS |  |  | 2226.4
| WSTRTUP-VS2-A40 | Start-Up Service 5X8 for (1) Galaxy VS 10 to 15kW UPS |  |  | 2867.7
| WSTRTUP-VS2-A41 | Start-Up Service 5X8 for (1) Galaxy VS 20 to 25kW UPS |  |  | 2867.7
| WSTRTUP-VS2-A50 | Start-Up Service 5X8 for (1) Galaxy VS 30 to 50kW UPS |  |  | 2226.4
| WSTRTUP-VS2-A60 | Start-Up Service 5X8 for (1) Galaxy VS 60kW UPS |  |  | 2226.4
| WSTRTUP-VS3-A150 | Start-Up Service 5X8 for (1) Galaxy VS 100 to 150kVA UPS |  |  | 3642.1
| WSTRTUP-VS3-A75 | Start-Up Service 5X8 for (1) Galaxy VS 60 to 80kVA UPS |  |  | 3490.85
| WSTRTUP-VX-100 | Start-Up Service 5X8 for (1) Galaxy VX 1000kVA UPS |  |  | 13648.8
| WSTRTUP-VX-101 | Start-Up Service 5X8 for (1) Galaxy VX 1000kVA N+1 Redundant UPS |  |  | 14834.6
| WSTRTUP-VX-102 | Start-Up Service 5X8 for (1) Galaxy VX 1000 Scalable to 1250kVA UPS |  |  | 13648.8
| WSTRTUP-VX-120 | Start-Up Service 5X8 for (1) Galaxy VX 1250kVA UPS |  |  | 14532.1
| WSTRTUP-VX-150 | Start-Up Service 5X8 for (1) Galaxy VX 1500kVA UPS |  |  | 15427.5
| WSTRTUP-VX-50 | Start-Up Service 5X8 for (1) Galaxy VX 500 Scalable to 750kVA UPS |  |  | 9794.95
| WSTRTUP-VX-51 | Start-Up Service 5X8 for (1) Galaxy VX 500kVA UPS |  |  | 9492.45
| WSTRTUP-VX-52 | Start-Up Service 5X8 for (1) Galaxy VX 500kVA N+1 Redundant UPS |  |  | 10085.35
| WSTRTUP-VX-53 | Start-Up Service 5X8 for (1) Galaxy VX 500 Scalable to 1000kVA UPS |  |  | 9492.45
| WSTRTUP-VX-55 | Start-Up Service 5X8 for (1) Galaxy VX 500 Scalable to 1500kVA UPS |  |  | 9492.45
| WSTRTUP-VX-62 | Start-Up Service 5X8 for (1) Galaxy VX 625kVA UPS |  |  | 10085.35
| WSTRTUP-VX-75 | Start-Up Service 5X8 for (1) Galaxy VX 750kVA UPS |  |  | 13352.35
| WSTRTUP-VX-78 | Start-Up Service 5X8 for (1) Galaxy VX 750 Scalable to 1250kVA UPS |  |  | 10684.3
| WSTRTUP-VX-79 | Start-Up Service 5X8 for (1) Galaxy VX 750 Scalable to 1500kVA UPS |  |  | 10684.3
| WSTRTUP5X8-AX-07 | Start-up Service 5X8 for (1) 3.5kW split system unit |  |  | 4464.9
| WSTRTUP5X8-AX-15 | Start-up Service 5X8 for In Row ACRD Half Rack 10KW |  |  | 2916.1
| WSTRTUP5X8-AX-22 | Start-Up Service 5X8 for NetworkAIR CW 28-87 kW |  |  | 2359.5
| WSTRTUP5X8-AX-25 | Start-up Service 5x8 for InRoom Chilled Water 28-87kw |  |  | 2928.2
| WSTRTUP5X8-AX-26 | Start-Up Service 5X8 for InfraStruXure InRow RC |  |  | 1911.8
| WSTRTUP5X8-AX-31 | Start-Up Service 5X8 for NetworkAIR CM A/W/G/PC with OHE |  |  | 2922.15
| WSTRTUP5X8-AX-33 | Start-up Service 5x8 for InRoom DX 0-27kw |  |  | 3539.25
| WSTRTUP5X8-AX-34 | Start-up Service 5X8 for (1) In Row ACRD 300 and 301 series |  |  | 3932.5
| WSTRTUP5X8-AX-35 | Start-up Service 5x8 for InRoom DX 28-35kw |  |  | 4029.3
| WSTRTUP5X8-AX-36 | Start-up Service 5X8 for (1) In Row ACRH 301 series |  |  | 5051.75
| WSTRTUP5X8-AX-37 | Start-up Service 5x8 for InRoom DX 36-61kw |  |  | 3956.7
| WSTRTUP5X8-AX-41 | Start-Up Service 5X8 for NetworkAIR FM A/W/G/PC 0-27 kW with OHE |  |  | 3200.45
| WSTRTUP5X8-AX-45 | Start-Up Service 5X8 for NetworkAIR FM A/W/G/PC >35 kW with OHE |  |  | 3999.05
| WSTRTUP5X8-G5-60 | Start-Up Service 5x8 for Galaxy 5000 100 - 130 kVA UPS |  |  | 6872.8
| WSTRTUP5X8-PD-20 | Start-Up Service 5X8 for 5U Rack Distribution Panel |  |  | 4513.3
| WSTRTUP5X8-PD-30 | Start-Up Service for (1) 1/2 Rack Remote or (1) Modular Power Panel |  |  | 4301.55
| WSTRTUP5X8-PD-50 | Start-Up Service 5X8 for (1) InfraStruxure 60kVA / 150kVA PDU |  |  | 2837.45
| WSTRTUP5X81AISP-01 | Start-up Service 5X8 for All-In-One with Easy 3S, DX cooling, up to 20KW |  |  | 30988.1
| WSTRTUP5X81AISP-02 | Start-up Service 5X8 for All-In-One with Easy 3S, DX cooling, up to 40KW |  |  | 32065
| WSTRTUP5X81BISP-01 | Start-up Service 5X8 for All-In-One with Easy 3S, CW cooling, up to 20KW |  |  | 29905.15
| WSTRTUP5X81BISP-02 | Start-up Service 5X8 for All-In-One with Easy 3S, CW cooling, up to 40KW |  |  | 31798.8
| WSTRTUP5X82AISP-01 | Start-up Service 5X8 for All-In-One with Symmetra PX, DX cooling, up to 20KW |  |  | 35029.5
| WSTRTUP5X82AISP-02 | Start-up Service 5X8 for All-In-One with Symmetra PX, DX cooling, up to 40KW |  |  | 36112.45
| WSTRTUP5X82AISP-03 | Start-up Service 5X8 for All-In-One with Symmetra PX, DX cooling, up to 60KW |  |  | 39083
| WSTRTUP5X82AISP-04 | Start-up Service 5X8 for All-In-One with Symmetra PX, DX cooling, up to 80KW |  |  | 40698.35
| WSTRTUP5X82AISP-05 | Start-up Service 5X8 for All-In-One with Symmetra PX, DX cooling, up to 100KW |  |  | 42319.75
| WSTRTUP5X82AISP-06 | Start-up Service 5X8 for All-In-One with Symmetra PX, DX cooling, up to 120KW |  |  | 40159.9
| WSTRTUP5X82AISP-07 | Start-up Service 5X8 for All-In-One with Symmetra PX, DX cooling, up to 140KW |  |  | 43935.1
| WSTRTUP5X82AISP-08 | Start-up Service 5X8 for All-In-One with Symmetra PX, DX cooling, up to 160KW |  |  | 47171.85
| WSTRTUP5X82BISP-01 | Start-up Service 5X8 for All-In-One with Symmetra PX, CW cooling, up to 20KW |  |  | 33958.65
| WSTRTUP5X82BISP-02 | Start-up Service 5X8 for All-In-One with Symmetra PX, CW cooling, up to 40KW |  |  | 35840.2
| WSTRTUP5X82BISP-03 | Start-up Service 5X8 for All-In-One with Symmetra PX, CW cooling, up to 60KW |  |  | 38000.05
| WSTRTUP5X82BISP-04 | Start-up Service 5X8 for All-In-One with Symmetra PX, CW cooling, up to 80KW |  |  | 39349.2
| WSTRTUP5X82BISP-05 | Start-up Service 5X8 for All-In-One with Symmetra PX, CW cooling, up to 100KW |  |  | 39349.2
| WSTRTUP5X82BISP-06 | Start-up Service 5X8 for All-In-One with Symmetra PX, CW cooling, up to 120KW |  |  | 40698.35
| WSTRTUP5X82BISP-07 | Start-up Service 5X8 for All-In-One with Symmetra PX, CW cooling, up to 140KW |  |  | 42047.5
| WSTRTUP5X82BISP-08 | Start-up Service 5X8 for All-In-One with Symmetra PX, CW cooling, up to 160KW |  |  | 46361.15
| WSTRTUP5X83AISP-01 | Start-up Service 5X8 for All-In-One with Galaxy VS, DX cooling, up to 20KW |  |  | 31798.8
| WSTRTUP5X83AISP-02 | Start-up Service 5X8 for All-In-One with Galaxy VS, DX cooling, up to 40KW |  |  | 32875.7
| WSTRTUP5X83AISP-03 | Start-up Service 5X8 for All-In-One with Galaxy VS, DX cooling, up to 60KW |  |  | 35840.2
| WSTRTUP5X83AISP-04 | Start-up Service 5X8 for All-In-One with Galaxy VS, DX cooling, up to 80KW |  |  | 37461.6
| WSTRTUP5X83AISP-05 | Start-up Service 5X8 for All-In-One with Galaxy VS, DX cooling, up to 100KW |  |  | 39083
| WSTRTUP5X83AISP-06 | Start-up Service 5X8 for All-In-One with Galaxy VS, DX cooling, up to 120KW |  |  | 40698.35
| WSTRTUP5X83AISP-07 | Start-up Service 5X8 for All-In-One with Galaxy VS, DX cooling, up to 140KW |  |  | 40698.35
| WSTRTUP5X83BISP-01 | Start-up Service 5X8 for All-In-One with Galaxy VS, CW cooling, up to 20KW |  |  | 30715.85
| WSTRTUP5X83BISP-02 | Start-up Service 5X8 for All-In-One with Galaxy VS, CW cooling, up to 40KW |  |  | 32603.45
| WSTRTUP5X83BISP-03 | Start-up Service 5X8 for All-In-One with Galaxy VS, CW cooling, up to 60KW |  |  | 36112.45
| WSTRTUP5X83BISP-04 | Start-up Service 5X8 for All-In-One with Galaxy VS, CW cooling, up to 80KW |  |  | 36112.45
| WSTRTUP5X83BISP-05 | Start-up Service 5X8 for All-In-One with Galaxy VS, CW cooling, up to 100KW |  |  | 36112.45
| WSTRTUP5X83BISP-06 | Start-up Service 5X8 for All-In-One with Galaxy VS, CW cooling, up to 120KW |  |  | 37461.6
| WSTRTUP5X83BISP-07 | Start-up Service 5X8 for All-In-One with Galaxy VS, CW cooling, up to 140KW |  |  | 38810.75
| WSTRTUP5X84AISP-03 | Start-up Service 5X8 for All-In-One with Easy 3M, DX cooling, up to 60KW |  |  | 35840.2
| WSTRTUP5X84AISP-04 | Start-up Service 5X8 for All-In-One with Easy3M, DX cooling, up to 80KW |  |  | 37461.6
| WSTRTUP5X84AISP-05 | Start-up Service 5X8 for All-In-One with Easy 3M, DX cooling, up to 100KW |  |  | 39083
| WSTRTUP5X84AISP-06 | Start-up Service 5X8 for All-In-One with Easy 3M, DX cooling, up to 120KW |  |  | 40698.35
| WSTRTUP5X84AISP-07 | Start-up Service 5X8 for All-In-One with Easy 3M, DX cooling, up to 140KW |  |  | 40698.35
| WSTRTUP5X84AISP-08 | Start-up Service 5X8 for All-In-One with Easy 3M, DX cooling, up to 160KW |  |  | 44207.35
| WSTRTUP5X84AISP-09 | Start-up Service 5X8 for All-In-One with Easy 3M, DX cooling, up to 180KW |  |  | 56398.1
| WSTRTUP5X84AISP-10 | Start-up Service 5X8 for All-In-One with Easy 3M, DX cooling, up to 200KW |  |  | 56398.1
| WSTRTUP5X84BISP-03 | Start-up Service 5X8 for All-In-One with Easy 3M, CW cooling, up to 60KW |  |  | 35840.2
| WSTRTUP5X84BISP-04 | Start-up Service 5X8 for All-In-One with Easy 3M, CW cooling, up to 80KW |  |  | 36112.45
| WSTRTUP5X84BISP-05 | Start-up Service 5X8 for All-In-One with Easy 3M, CW cooling, up to 100KW |  |  | 36112.45
| WSTRTUP5X84BISP-06 | Start-up Service 5X8 for All-In-One with Easy 3M, CW cooling, up to 120KW |  |  | 37461.6
| WSTRTUP5X84BISP-07 | Start-up Service 5X8 for All-In-One with Easy 3M, CW cooling, up to 140KW |  |  | 36112.45
| WSTRTUP5X84BISP-08 | Start-up Service 5X8 for All-In-One with Easy 3M, CW cooling, up to 160KW |  |  | 44207.35
| WSTRTUP5X84BISP-09 | Start-up Service 5X8 for All-In-One with Easy 3M, CW cooling, up to 180KW |  |  | 56398.1
| WSTRTUP5X84BISP-10 | Start-up Service 5X8 for All-In-One with Easy 3M, CW cooling, up to 200KW |  |  | 56398.1
| WSTRTUP5X85AISP-09 | Start-up Service 5X8 for All-In-One with Galaxy VM, DX cooling, up to 180KW |  |  | 49603.95
| WSTRTUP5X85AISP-10 | Start-up Service 5X8 for All-In-One with Galaxy VM, DX cooling, up to 200KW |  |  | 51219.3
| WSTRTUP5X85AISP-11 | Start-up Service 5X8 for All-In-One with Galaxy VM, DX cooling, up to 220KW |  |  | 53379.15
| WSTRTUP5X85BISP-09 | Start-up Service 5X8 for All-In-One with Galaxy VM, CW cooling, up to 180KW |  |  | 46905.65
| WSTRTUP5X85BISP-10 | Start-up Service 5X8 for All-In-One with Galaxy VM, CW cooling, up to 200KW |  |  | 46905.65
| WSTRTUP5X85BISP-11 | Start-up Service 5X8 for All-In-One with Galaxy VM, CW cooling, up to 220KW |  |  | 50142.4
| WSTRTUP5X85CISP-11 | Start-up Service 5X8 for All-In-One with Galaxy VM, CRAC cooling, up to 220KW |  |  | 56615.9
| WSTRTUP5X86AISP-10 | Start-up Service 5X8 for All-In-One with Galaxy VL, DX cooling, up to 200KW |  |  | 51219.3
| WSTRTUP5X86AISP-11 | Start-up Service 5X8 for All-In-One with Galaxy VL, DX cooling, up to 220KW |  |  | 53379.15
| WSTRTUP5X86AISP-12 | Start-up Service 5X8 for All-In-One with Galaxy VL, DX cooling, up to 240KW |  |  | 56615.9
| WSTRTUP5X86APSP-13 | Start-up Service 5X8 for Power Module with Galaxy VL, DX cooling, up to 250KW |  |  | 59562.25
| WSTRTUP5X86APSP-14 | Start-up Service 5X8 for Power Module with Galaxy VL, DX cooling, up to 500KW |  |  | 61716.05
| WSTRTUP5X86APSP-15 | Start-up Service 5X8 for Power Module with Galaxy VL, DX cooling, up to 750KW |  |  | 70349.4
| WSTRTUP5X86APSP-16 | Start-up Service 5X8 for Power Module with Galaxy VL, DX cooling, up to 1000KW |  |  | 89237.5
| WSTRTUP5X86APSP-17 | Start-up Service 5X8 for Power Module with Galaxy VL, DX cooling, up to 1250KW |  |  | 96545.9
| WSTRTUP5X86APSP-18 | Start-up Service 5X8 for Power Module with Galaxy VL, DX cooling, up to 1500KW |  |  | 103672.8
| WSTRTUP5X86APSP-19 | Start-up Service 5X8 for Power Module with Galaxy VL, DX cooling, up to 1750KW |  |  | 106104.9
| WSTRTUP5X86APSP-20 | Start-up Service 5X8 for Power Module with Galaxy VL, DX cooling, up to 2000KW |  |  | 120074.35
| WSTRTUP5X86ASSP-13 | Start-up Service 5X8 for Power Skid with Galaxy VL up to 250KW |  |  | 42023.3
| WSTRTUP5X86ASSP-14 | Start-up Service 5X8 for Power Skid with Galaxy VL up to 500KW |  |  | 42023.3
| WSTRTUP5X86ASSP-15 | Start-up Service 5X8 for Power Skid with Galaxy VL up to 750KW |  |  | 46343
| WSTRTUP5X86ASSP-16 | Start-up Service 5X8 for Power Skid with Galaxy VL up to 1000KW |  |  | 46343
| WSTRTUP5X86ASSP-17 | Start-up Service 5X8 for Power Skid with Galaxy VL up to 1250KW |  |  | 50118.2
| WSTRTUP5X86ASSP-18 | Start-up Service 5X8 for Power Skid with Galaxy VL up to 1500KW |  |  | 51195.1
| WSTRTUP5X86ASSP-19 | Start-up Service 5X8 for Power Skid with Galaxy VL up to 1750KW |  |  | 54976.35
| WSTRTUP5X86ASSP-20 | Start-up Service 5X8 for Power Skid with Galaxy VL up to 2000KW |  |  | 54976.35
| WSTRTUP5X86BISP-10 | Start-up Service 5X8 for All-In-One with Galaxy VL, CW cooling, up to 200KW |  |  | 46905.65
| WSTRTUP5X86BISP-11 | Start-up Service 5X8 for All-In-One with Galaxy VL, CW cooling, up to 220KW |  |  | 50142.4
| WSTRTUP5X86BISP-12 | Start-up Service 5X8 for All-In-One with Galaxy VL, CW cooling, up to 240KW |  |  | 50142.4
| WSTRTUP5X86CISP-11 | Start-up Service 5X8 for All-In-One with Galaxy VL, CRAC cooling, up to 220KW |  |  | 56615.9
| WSTRTUP5X86CISP-12 | Start-up Service 5X8 for All-In-One with Galaxy VL, CRAC cooling, up to 240KW |  |  | 60391.1
| WSTRTUP5X86CPSP-13 | Start-up Service 5X8 for Power Module with Galaxy VL, CRAC cooling, up to 250KW |  |  | 59017.75
| WSTRTUP5X86CPSP-14 | Start-up Service 5X8 for Power Module with Galaxy VL, DX cooling, up to 500KW |  |  | 59017.75
| WSTRTUP5X86CPSP-15 | Start-up Service 5X8 for Power Module with Galaxy VL, CRAC cooling, up to 750KW |  |  | 63337.45
| WSTRTUP5X86CPSP-16 | Start-up Service 5X8 for Power Module with Galaxy VL, CRAC cooling, up to 1000KW |  |  | 77954.25
| WSTRTUP5X86CPSP-17 | Start-up Service 5X8 for Power Module with Galaxy VL, CRAC cooling, up to 1250KW |  |  | 86212.5
| WSTRTUP5X86CPSP-18 | Start-up Service 5X8 for Power Module with Galaxy VL, CRAC cooling, up to 1500KW |  |  | 104907
| WSTRTUP5X86CPSP-19 | Start-up Service 5X8 for Power Module with Galaxy VL, CRAC cooling, up to 1750KW |  |  | 105100.6
| WSTRTUP5X86CPSP-20 | Start-up Service 5X8 for Power Module with Galaxy VL, CRAC cooling, up to 2000KW |  |  | 122361.25
| WSTRTUP5X87APSP-13 | Start-up Service 5X8 for Power Module with Galaxy VX, DX cooling, up to 250KW |  |  | 63875.9
| WSTRTUP5X87APSP-14 | Start-up Service 5X8 for Power Module with Galaxy VX, DX cooling, up to 500KW |  |  | 66035.75
| WSTRTUP5X87APSP-15 | Start-up Service 5X8 for Power Module with Galaxy VX, DX cooling, up to 750KW |  |  | 70887.85
| WSTRTUP5X87APSP-16 | Start-up Service 5X8 for Power Module with Galaxy VX, DX cooling, up to 1000KW |  |  | 89903
| WSTRTUP5X87APSP-17 | Start-up Service 5X8 for Power Module with Galaxy VX, DX cooling, up to 1250KW |  |  | 92558.95
| WSTRTUP5X87APSP-18 | Start-up Service 5X8 for Power Module with Galaxy VX, DX cooling, up to 1500KW |  |  | 103787.75
| WSTRTUP5X87APSP-19 | Start-up Service 5X8 for Power Module with Galaxy VX, DX cooling, up to 1750KW |  |  | 105620.9
| WSTRTUP5X87APSP-20 | Start-up Service 5X8 for Power Module with Galaxy VX, DX cooling, up to 2000KW |  |  | 121611.05
| WSTRTUP5X87ASSP-13 | Start-up Service 5X8 for Power Skid with Galaxy VX up to 250KW |  |  | 46343
| WSTRTUP5X87ASSP-14 | Start-up Service 5X8 for Power Skid with Galaxy VX up to 500KW |  |  | 46343
| WSTRTUP5X87ASSP-15 | Start-up Service 5X8 for Power Skid with Galaxy VX up to 750KW |  |  | 46875.4
| WSTRTUP5X87ASSP-16 | Start-up Service 5X8 for Power Skid with Galaxy VX up to 1000KW |  |  | 46875.4
| WSTRTUP5X87ASSP-17 | Start-up Service 5X8 for Power Skid with Galaxy VX up to 1250KW |  |  | 46875.4
| WSTRTUP5X87ASSP-18 | Start-up Service 5X8 for Power Skid with Galaxy VX up to 1500KW |  |  | 56053.25
| WSTRTUP5X87ASSP-19 | Start-up Service 5X8 for Power Skid with Galaxy VX up to 1750KW |  |  | 56053.25
| WSTRTUP5X87ASSP-20 | Start-up Service 5X8 for Power Skid with Galaxy VX up to 2000KW |  |  | 56053.25
| WSTRTUP5X87CPSP-13 | Start-up Service 5X8 for Power Module with Galaxy VX, CRAC cooling, up to 250KW |  |  | 63337.45
| WSTRTUP5X87CPSP-14 | Start-up Service 5X8 for Power Module with Galaxy VX, DX cooling, up to 500KW |  |  | 62799
| WSTRTUP5X87CPSP-15 | Start-up Service 5X8 for Power Module with Galaxy VX, CRAC cooling, up to 750KW |  |  | 63875.9
| WSTRTUP5X87CPSP-16 | Start-up Service 5X8 for Power Module with Galaxy VX, CRAC cooling, up to 1000KW |  |  | 78613.7
| WSTRTUP5X87CPSP-17 | Start-up Service 5X8 for Power Module with Galaxy VX, CRAC cooling, up to 1250KW |  |  | 85982.6
| WSTRTUP5X87CPSP-18 | Start-up Service 5X8 for Power Module with Galaxy VX, CRAC cooling, up to 1500KW |  |  | 104925.15
| WSTRTUP5X87CPSP-19 | Start-up Service 5X8 for Power Module with Galaxy VX, CRAC cooling, up to 1750KW |  |  | 106637.3
| WSTRTUP5X87CPSP-20 | Start-up Service 5X8 for Power Module with Galaxy VX, CRAC cooling, up to 2000KW |  |  | 124103.65
| WSTRTUP7X24-AX-07 | Start-up Service 7X24 for (1) 3.5kW split system unit |  |  | 6243.6
| WSTRTUP7X24-AX-15 | Start-up Service 7x24 For In Row ACRD Half Rack 10kw |  |  | 4440.7
| WSTRTUP7X24-AX-22 | Start-Up Service 7X24 for NetworkAIR CW 28-87 kW |  |  | 3073.4
| WSTRTUP7X24-AX-25 | Start-up Service 7x24 for InRoom Chilled Water 28-87kw |  |  | 3974.85
| WSTRTUP7X24-AX-26 | Start-Up Service 7X24 for InfraStruXure InRow RC |  |  | 2528.9
| WSTRTUP7X24-AX-34 | Start-up Service 7x24 for (1) In Row ACRD 300 and 301 Series |  |  | 5499.45
| WSTRTUP7X24-AX-36 | Start-up Service 7x24 for (1) I(1) In Row ACRH 301 series |  |  | 7066.4
| WSTRTUP7X24-AX-41 | Start-Up Service 7X24 for NetworkAIR FM A/W/G/PC 0-27 kW with OHE |  |  | 4265.25
| WSTRTUP7X24-AX-43 | Start-Up Service 7X24 for NetworkAIR FM A/W/G/PC 28-35 kW with OHE |  |  | 4047.45
| WSTRTUP7X24-AX-44 | Start-Up Service 7X24 for NetworkAIR FM A/W/G/PC >35 kW |  |  | 5372.4
| WSTRTUP7X24-AX-45 | Start-Up Service 7X24 for NetworkAIR FM A/W/G/PC >35 kW with OHE |  |  | 5862.45
| WSTRTUP7X24-AX-60 | Start-Up Service 7X24 for High-Density Cooling Enclosure |  |  | 7604.85
| WTABINSTL-BM-01 | Assembly Service for (1) Batt Manager Main System Module - Includes Tab Washer Installation |  |  | 5759.6
| WTABINSTL-BM-02 | Assembly Service for (1) Batt Manager Expansion System Module - Includes Tab Washer Installation |  |  | 6443.25
| WUPGASSEM7-AX-00 | Scheduling Upgrade to 7X24 for (1) Existing Cooling Assembly Service |  |  | 1942.05
Installation Services » Services » Installation Services
Installation Services | WUPGASSEM7-UG-00 | Scheduling Upgrade to 7X24 for Existing Symmetra PX or Rack Assembly Service |  |  | 423.5
» Services » Installation Services
| WUPGASSEM7-UG-01 | Scheduling Upgrade to 7X24 for Existing Assembly Service for up to 40 kVA UPS, Batt Frame or Netbotz |  |  | 671.55
| WUPGASSEM7-UG-02 | Scheduling Upgrade to 7X24 for Existing Assembly Service for 41 to 150 kVA |  |  | 1397.55
| WUPGASSEM7-UG-03 | Scheduling Upgrade to 7X24 for Existing Assembly Service for 151 to 500 kVA |  |  | 3055.25
| WUPGASSEM7-UG-04 | Scheduling Upgrade to 7X24 for Existing Assembly Service for 501 kVA or greater |  |  | 3357.75
| WUPGSTRTUP7-UG-01 | Scheduling Upgrade to 7X24 for Existing Startup Service for up to 40 kVA UPS or Battery Frame |  |  | 1760.55
| WUPGSTRTUP7-UG-02 | Scheduling Upgrade to 7X24 for Existing Startup Service for 41 to 150 kVA |  |  | 2093.3
| WUPGSTRTUP7-UG-03 | Scheduling Upgrade to 7X24 for Existing Startup Service for 151 to 500 kVA |  |  | 3194.4
| WUPGSTRTUP7-UG-04 | Scheduling Upgrade to 7X24 for Existing Startup Service for 501 kVA or greater |  |  | 4343.9
| WUPGSTUP7-UF-00 | Upgrade to provide Quarterly 5X8 Preventive Maintenance Visits |  |  | 1178.54
| WUPGVSPW-VS-05 | 5 KVA power upgrade service for (1) Galaxy VS UPS |  |  | 4664.55
| WUPGVSPW-VS-10 | 10 KVA power upgrade service for (1) Galaxy VS UPS |  |  | 5269.55
| WUPGVSPW-VS-15 | 15 KVA power upgrade service for (1) Galaxy VS UPS |  |  | 5826.15
| WUPGVSPW-VS-20 | 20 KVA power upgrade service for (1) Galaxy VS UPS |  |  | 6358.55
| WUPGVSPW-VS-25 | 25 KVA power upgrade service for (1) Galaxy VS UPS |  |  | 6884.9
| WUPGVSPW-VS-30 | 30 KVA power upgrade service for (1) Galaxy VS UPS |  |  | 7387.05
| WUPGVSPW-VS-35 | 35 KVA power upgrade service for (1) Galaxy VS UPS |  |  | 7871.05
| WUPGVSPW-VS-40 | 40 KVA power upgrade service for (1) Galaxy VS UPS |  |  | 8324.8
| WUPGVSPW-VS-50 | 50 KVA power upgrade service for (1) Galaxy VS UPS |  |  | 9056.85
| WUPGVSPW-VS-60 | 60 KVA power upgrade service for (1) Galaxy VS UPS |  |  | 9722.35
| WUPGVSPW-VS-70 | 70 KVA power upgrade service for (1) Galaxy VS UPS |  |  | 10315.25
| WUPGVSPW-VS-80 | 80 KVA power upgrade service for (1) Galaxy VS UPS |  |  | 10853.7
| WUPGVSPW-VS-90 | 90 KVA power upgrade service for (1) Galaxy VS UPS |  |  | 11331.65
| WUPGVSPW7X24-VS-00 | Scheduling Upgrade to 7X24 for Galaxy VS Power Upgrade service |  |  | 1518.55
Maintenance Services » Services » On Site Service
Maintenance Services | WADVPLUS-AX-23 | (1) Year Advantage Plus Service Plan for NetworkAIR CW >87 kW |  |  | 6479.55
Maintenance Services | WADVPLUS-AX-30 | (1) Year Advantage Plus Service Plan for NetworkAIR CM A/W/G/PC |  |  | 4386.25
Maintenance Services | WADVPLUS-AX-31 | (1) Year Advantage Plus Service Plan for NetworkAIR CM A/W/G/PC with OHE |  |  | 5166.7
Maintenance Services | WADVPLUS-AX-40 | (1) Year Advantage Plus Service Plan for (1) NetworkAIR FM A/W/G/PC 0-27 kW |  |  | 4652.45
Maintenance Services | WADVPLUS-PX-39 | (1) Year Advantage Plus Service Plan for (1) Symmetra PX UPS 90kVA 100 and/or PDU |  |  | 9928.05
» Services » On Site Service
| WADVPLUS-PX-41 | (1) Year Advantage Plus Service Plan for (1) Symmetra PX UPS 100kVA 100 and/or PDU |  |  | 11004.95
| WADVPRIME-AX-30 | (1) Year Advantage Prime Service Plan for NetworkAIR CM A/W/G/PC |  |  | 5457.1
| WADVPRIME-AX-31 | (1) Year Advantage Prime Service Plan for NetworkAIR CM A/W/G/PC with OHE |  |  | 6419.05
Maintenance Services » Services » On Site Service
Maintenance Services | WADVPRIME-E8-11 | (1) Year Advantage Prime Service Plan for (1) EPS 8000 1100 to 1125 kVA UPS |  |  | 20019.45
Maintenance Services | WADVPRIME-E8-80 | (1) Year Advantage Prime Service Plan for (1) EPS 8000 625 to 800 kVA UPS |  |  | 16540.7
Maintenance Services | WADVPRIME-PX-39 | (1) Year Advantage Prime Service Plan for (1) Symmetra PX UPS 90kVA 100 and/or PDU |  |  | 11029.15
» Services » On Site Service
| WADVPRIME-PX-41 | (1) Year Advantage Prime Service Plan for (1) Symmetra PX UPS 100kVA 100 and/or PDU |  |  | 11906.4
| WADVULTRA-PX-39 | (1) Year Advantage Ultra Service Plan for (1) Symmetra PX UPS 90kVA 100 and/or PDU |  |  | 14907.2
| WADVULTRA-PX-41 | (1) Year Advantage Ultra Service Plan for (1) Symmetra PX UPS 100kVA 100 and/or PDU |  |  | 15851
| WMPMV5X8-AX-26 | Monthly Preventative Maintenance 5x8 (1) InfraStruXure InRow RC Chilled Water |  |  | 29505.85
Maintenance Services » Services » On Site Service
Maintenance Services | WONSITE4HR-SY-11 | 1 Year 4-Hour Response On-Site Service for Symmetra, Matrix-UPS, SUDP |  |  | 3611.85
» Services » On-demand Services
| WACINCAP-CM-00 | (1) Complete AC Input Capacitor Replacement Service Labor for (1) Comet 40 to 150 UPS |  |  | 3309.35
| WACINCAP-E6-C1 | (1) Complete AC Input Capacitor Replacement Service Labor for (1) EPS 6000 UPS 150-500 kVA |  |  | 4174.5
| WACINCAP-E6-C2 | (1) Complete AC Input Capacitor Replacement Service Labor for (1) EPS 6000 UPS 750-800 kVA |  |  | 4773.45
| WACINCAP-E7-00 | (1) Complete AC Input Capacitor Replacement Service Labor for (1) EPS 7000 UPS |  |  | 4041.4
| WACINCAP-E8-00 | (1) Complete AC Input Capacitor Replacement Service Labor for (1) EPS 8000 UPS |  |  | 4791.6
| WACINCAP-G3-00 | (1) Complete AC Input Capacitor Replacement Service Labor for (1) Galaxy 3000 UPS |  |  | 2202.2
| WACINCAP-G4-00 | (1) Complete AC Input Capacitor Replacement Service Labor for (1) Galaxy 4000 UPS |  |  | 2202.2
| WACINCAP-G5-00 | (1) Complete AC Input Capacitor Replacement Service Labor for (1) Galaxy 5000 or 5500 UPS |  |  | 2347.4
Intervention Services » Services » On-demand Services
Intervention Services | WACINCAP-GA-00 | (1) Complete AC Input Capacitor Replacement Service Labor for (1) Galaxy 40 to 800 UPS |  |  | 3309.35
» Services » On-demand Services
| WACINCAP-GP-00 | (1) Complete AC Input Capacitor Replacement Service Labor for (1) Galaxy PW or PWI UPS |  |  | 2601.5
| WACOUTCAP-CM-00 | (1) Complete AC Output Capacitor Replacement Service Labor for (1) Comet 40 to 150 UPS |  |  | 3309.35
| WACOUTCAP-E6-C1 | (1) Complete AC Output Capacitor Replacement Service Labor for (1) EPS 6000 UPS 150-500 kVA |  |  | 4174.5
Intervention Services » Services » On-demand Services
Intervention Services | WACOUTCAP-E6-C2 | (1) Complete AC Output Capacitor Replacement Service Labor for (1) EPS 6000 UPS 750-800 kVA |  |  | 4773.45
» Services » On-demand Services
| WACOUTCAP-E7-00 | (1) Complete AC Output Capacitor Replacement Service Labor for (1) EPS 7000 UPS |  |  | 4041.4
| WACOUTCAP-E8-00 | (1) Complete AC Output Capacitor Replacement Service Labor for (1) EPS 8000 UPS |  |  | 4791.6
| WACOUTCAP-G3-00 | (1) Complete AC Output Capacitor Replacement Service Labor for (1) Galaxy 3000 UPS |  |  | 1978.35
| WACOUTCAP-G4-00 | (1) Complete AC Output Capacitor Replacement Service Labor for (1) Galaxy 4000 UPS |  |  | 1978.35
| WACOUTCAP-G5-00 | (1) Complete AC Output Capacitor Replacement Service Labor for (1) Galaxy 5000 or 5500 UPS |  |  | 1978.35
Intervention Services » Services » On-demand Services
Intervention Services | WACOUTCAP-GA-00 | (1) Complete AC Output Capacitor Replacement Service Labor for (1) Galaxy 40 to 800 UPS |  |  | 3309.35
» Services » On-demand Services
| WACOUTCAP-GP-00 | (1) Complete AC Output Capacitor Replacement Service Labor for (1) Galaxy PW or PWI UPS |  |  | 3309.35
| WBPMV-UP-01 | (1) Battery Preventive Maintenance Visit |  |  | 32.67
| WCAPREPLC-CM-00 | (1) Complete DC Capacitor Replacement Service Labor for (1) Comet 40 to 150 UPS |  |  | 3309.35
| WCAPREPLC-E6-C1 | (1) Complete DC Capacitor Replacement Service Labor for (1) EPS 6000 UPS 150-500 kVA |  |  | 4773.45
| WCAPREPLC-E6-C2 | (1) Complete DC Capacitor Replacement Service Labor for (1) EPS 6000 UPS 750-800 kVA |  |  | 5711.2
| WCAPREPLC-E7-00 | (1) Complete DC Capacitor Replacement Service Labor for (1) EPS 7000 UPS |  |  | 4349.95
Intervention Services » Services » On-demand Services
Intervention Services | WCAPREPLC-E8-00 | (1) Complete DC Capacitor Replacement Service Labor for (1) EPS 8000 UPS |  |  | 5729.35
» Services » On-demand Services
| WCAPREPLC-G3-00 | (1) Complete DC Capacitor Replacement Service Labor for (1) Galaxy 3000 UPS |  |  | 3309.35
| WCAPREPLC-G4-00 | (1) Complete DC Capacitor Replacement Service Labor for (1) Galaxy 4000 UPS |  |  | 3309.35
| WCAPREPLC-G5-00 | (1) Complete DC Capacitor Replacement Service Labor for (1) Galaxy 5000 or 5500 UPS |  |  | 3309.35
Intervention Services » Services » On-demand Services
Intervention Services | WCAPREPLC-GA-00 | (1) Complete DC Capacitor Replacement Service Labor for (1) Galaxy 40 to 800 UPS |  |  | 3309.35
» Services » On-demand Services
| WCAPREPLC-GP-00 | (1) Complete DC Capacitor Replacement Service Labor for (1) Galaxy PW or PWI UPS |  |  | 4349.95
| WCHECKUPS | (1) Post Start-Up Check-UPS Visit for New UPS |  |  | 1718.2
» Services » On-demand Services
| WLBPMV-LB-01 | (1) Preventive Maintenance Service for (1) Cabinet Li-Ion Battery solution |  |  | 1488.3
| WLBPMV-LB-02 | (1) Preventive Maintenance Service for (2) Cabinets Li-Ion Battery solution |  |  | 2722.5
| WLBPMV-LB-03 | (1) Preventive Maintenance Service for (3) Cabinets Li-Ion Battery solution |  |  | 3006.85
| WLBPMV-LB-04 | (1) Preventive Maintenance Service for (4) Cabinets Li-Ion Battery solution |  |  | 3291.2
| WLBPMV-LB-05 | (1) Preventive Maintenance Service for (5) Cabinets Li-Ion Battery solution |  |  | 3587.65
| WLBPMV-LB-06 | (1) Preventive Maintenance Service for (6) Cabinets Li-Ion Battery solution |  |  | 3878.05
| WLBPMV-LB-07 | (1) Preventive Maintenance Service for (7) Cabinets Li-Ion Battery solution |  |  | 3999.05
| WLBPMV-LB-08 | (1) Preventive Maintenance Service for (8) Cabinets Li-Ion Battery solution |  |  | 4452.8
| WLBPMV-LB-09 | (1) Preventive Maintenance Service for (9) Cabinets Li-Ion Battery solution |  |  | 4652.45
| WLBPMV-LB-10 | (1) Preventive Maintenance Service for (10) Cabinets Li-Ion Battery solution |  |  | 5027.55
| WLBPMV-LB-11 | (1) Preventive Maintenance Service for (11) Cabinets Li-Ion Battery solution |  |  | 6068.15
| WLBPMV-LB-12 | (1) Preventive Maintenance Service for (12) Cabinets Li-Ion Battery solution |  |  | 7338.65
| WLBPMV-LB-13 | (1) Preventive Maintenance Service for 1 Type S or O Li-ion Batt Cabinet |  |  | 7477.8
| WLBPMV-LB-14 | (1) Preventive Maintenance Service for (14) Cabinets Li-Ion Battery solution |  |  | 7919.45
| WLBPMV-LB-15 | (1) Preventive Maintenance Service for (15) Cabinets Li-Ion Battery solution |  |  | 8046.5
| WLBPMV-LB-16 | (1) Preventive Maintenance Service for (16) Cabinets Li-Ion Battery solution |  |  | 8494.2
| WMODFANRPL-MP-01 | SYPX Fan Replace Service including (1) fan kit for SYPM10KF/H type modules ONLY (not High Eff) |  |  | 2904
| WMODFANRPL-MP-02 | SYPX Fan Replace Service including (2) fan kit for SYPM10KF/H type modules ONLY (not High Eff) |  |  | 3581.6
| WMODFANRPL-MP-03 | SYPX Fan Replace Service including (3) fan kit for SYPM10KF/H type modules ONLY (not High Eff) |  |  | 4253.15
| WMODFANRPL-MP-04 | SYPX Fan Replace Service including (4) fan kit for SYPM10KF/H type modules ONLY (not High Eff) |  |  | 4924.7
| WMODFANRPL-MP-05 | SYPX Fan Replace Service including (5) fan kit for SYPM10KF/H type modules ONLY (not High Eff) |  |  | 5596.25
| WMODFANRPL-MP-06 | SYPX Fan Replace Service including (6) fan kit for SYPM10KF/H type modules ONLY (not High Eff) |  |  | 6273.85
| WMODFANRPL-MP-07 | SYPX Fan Replace Service including (7) fan kit for SYPM10KF/H type modules ONLY (not High Eff) |  |  | 6945.4
| WMODFANRPL-MP-08 | SYPX Fan Replace Service including (8) fan kit for SYPM10KF/H type modules ONLY (not High Eff) |  |  | 7616.95
| WMODFANRPL-MP-09 | SYPX Fan Replace Service including (9) fan kit for SYPM10KF/H type modules ONLY (not High Eff) |  |  | 9401.7
| WMODFANRPL-MP-10 | SYPX Fan Replace Service including (10) fan kit for SYPM10KF/H type modules ONLY (not High Eff) |  |  | 10079.3
| WMPMV5X8-AX-14 | Monthly Preventative Maintenance 5X8 for InRow SC Air Cooled Self Contained cooling solution |  |  | 13116.4
| WMPMV5X8-AX-15 | Monthly Preventative Maintenance 5X8 for In Row ACRD Half Rack 10kw |  |  | 19952.9
| WMPMV5X8-AX-20 | Monthly Preventative Maintenance 5X8 for NetworkAIR CW |  |  | 12892.55
| WMPMV5X8-AX-22 | Monthly Preventative Maintenance 5X8 for NetworkAIR CW 28-87 kW |  |  | 16734.3
| WMPMV5X8-AX-23 | Monthly Preventative Maintenance 5X8 for NetworkAIR CW >87 kW |  |  | 14834.6
| WMPMV5X8-AX-30 | Monthly Preventative Maintenance 5X8 for NetworkAIR CM A/W/G/PC |  |  | 14634.95
| WMPMV5X8-AX-31 | Monthly Preventative Maintenance 5X8 for NetworkAIR CM A/W/G/PC with OHE |  |  | 19063.55
| WMPMV5X8-AX-34 | Monthly Preventative Maintenance 5X8 for (1) In Row ACRD 300 and 301 Series |  |  | 20878.55
| WMPMV5X8-AX-36 | Monthly Preventative Maintenance 5X8 for (1) In Row ACRH 301 series |  |  | 31218
| WMPMV5X8-AX-40 | Monthly Preventative Maintenance 5X8 for NetworkAIR FM A/W/G/PC 0-27 kW |  |  | 17115.45
| WMPMV5X8-AX-41 | Monthly Preventative Maintenance 5X8 for NetworkAIR FM A/W/G/PC 0-27 kW with OHE |  |  | 27031.4
| WMPMV5X8-AX-42 | Monthly Preventative Maintenance 5X8 for NetworkAIR FM A/W/G/PC 28-35 kW |  |  | 17520.8
| WMPMV5X8-AX-43 | Monthly Preventative Maintenance 5X8 for NetworkAIR FM A/W/G/PC 28-35 kW with OHE |  |  | 19638.3
| WMPMV5X8-AX-44 | Monthly Preventative Maintenance 5X8 for NetworkAIR FM A/W/G/PC >35 kW |  |  | 18053.2
| WMPMV5X8-AX-45 | Monthly Preventative Maintenance 5X8 for NetworkAIR FM A/W/G/PC >35 kW with OHE |  |  | 21380.7
| WMPMV7X24-AX-14 | Monthly Preventative Maintenance 7X24 for In-Row DX 5kw self contained cooling solution. |  |  | 18513
| WMPMV7X24-AX-15 | Monthly Preventative Maintenance 7X24 for In Row ACRD Half Rack 10kw |  |  | 29935.4
| WMPMV7X24-AX-22 | Monthly Preventative Maintenance 7X24 for NetworkAIR CW 28-87 kW |  |  | 20896.7
| WMPMV7X24-AX-26 | Monthly Preventative Maintenance 7X24 for (1) InfraStruXure InRow RC Chilled Water |  |  | 41303.35
| WMPMV7X24-AX-34 | Monthly Preventative Maintenance 7X24 for (1) In Row ACRD 300 and 301 Series |  |  | 29221.5
| WMPMV7X24-AX-36 | Monthly Preventative Maintenance 7X24 for (1) In Row ACRH 301 series |  |  | 43705.2
| WMPMV7X24-AX-41 | Monthly Preventative Maintenance 7X24 for NetworkAIR FM A/W/G/PC 0-27 kW with OHE |  |  | 36487.55
Maintenance Services » Services » On-demand Services
Maintenance Services | WPCAVCOOL-UG-01 | 1 - Pre-Contract Audit for 1 - ACSC or 300-600mm ACRC or ACRP CW Model |  |  | 1657.7
» Services » On-demand Services
| WPCAVCOOL-UG-02 | 1-Pre-Contract Audit for 1- 300-600mm ACRD or ACRP DX or Amico DX or CW or LE CW or UF LE DX to 50kW |  |  | 1869.45
Maintenance Services » Services » On-demand Services
Maintenance Services | WPCAVCOOL-UG-03 | 1 - Pre-Contract Audit for 1 - UF LE DX Model over 50kW |  |  | 2280.85
» Services » On-demand Services
| WPCAVUPS-UG-01 | 1 - Pre-Contract Audit for 1 - UPS up to 40 kVA |  |  | 1869.45
| WPCAVUPS-UG-02 | 1 - Pre-Contract Audit for 1 - UPS - 41 to 150 kVA |  |  | 1869.45
| WPCAVUPS-UG-03 | 1 - Pre-Contract Audit for 1 - UPS - 151 to 500 kVA |  |  | 2280.85
| WPCAVUPS-UG-04 | 1 - Pre-Contract Audit for 1 - UPS - 501 kVA or greater |  |  | 2280.85
| WPMV-CM-15 | (1) Additional Contract Preventive Maintenance Visit for (1) Comet 100 to 150 kVA UPS |  |  | 2964.5
Maintenance Services » Services » On-demand Services
Maintenance Services | WPMV-CM-50 | (1) Additional Contract Preventive Maintenance Visit for (1) Comet 40 to 50 kVA UPS |  |  | 2964.5
» Services » On-demand Services
| WPMV-CM-80 | (1) Additional Contract Preventive Maintenance Visit for (1) Comet 65 to 80 kVA UPS |  |  | 2964.5
| WPMV-E5-06 | (1) Additional Contract Preventive Maintenance Visit for (1) EPS 5000 40 to 60 kVA UPS |  |  | 3260.95
| WPMV-E6-22 | (1) Additional Contract Preventive Maintenance Visit for (1) EPS 6000 150 to 225 kVA UPS |  |  | 3484.8
| WPMV-E6-37 | (1) Additional Contract Preventive Maintenance Visit for (1) EPS 6000 300 to 375 kVA UPS |  |  | 3484.8
| WPMV-E6-62 | (1) Additional Contract Preventive Maintenance Visit for (1) EPS 6000 500 to 625 kVA UPS |  |  | 3769.15
| WPMV-E6-80 | (1) Additional Contract Preventive Maintenance Visit for (1) EPS 6000 750 to 800 kVA UPS |  |  | 3769.15
| WPMV-E7-50 | (1) Additional Contract Preventive Maintenance Visit for (1) EPS 7000 300 to 500 kVA UPS |  |  | 3043.15
| WPMV-E8-10 | (1) Additional Contract Preventive Maintenance Visit for (1) EPS 8000 1000 kVA UPS |  |  | 3267
| WPMV-E8-11 | (1) Additional Contract Preventive Maintenance Visit for (1) EPS 8000 1100 to 1125 kVA UPS |  |  | 3267
| WPMV-E8-62 | (1) Additional Contract Preventive Maintenance Visit for (1) EPS 8000 555 kVA UPS |  |  | 3043.15
| WPMV-E8-80 | (1) Additional Contract Preventive Maintenance Visit for (1) EPS 8000 625 to 800 kVA UPS |  |  | 3043.15
| WPMV-ES-60 | (1) Additional Contract Preventive Maintenance Visit for (1) Epsilon 200 to 600A |  |  | 2178
» Services » On-demand Services
| WPMV-EZU-15 | (1) Additional Contract PM Visit 5X8 for (1) Easy UPS 3S UL 10-15kVA UPS |  |  | 3593.7
| WPMV-EZU-20 | (1) Additional Contract PM Visit 5X8 for (1) Easy UPS 3S UL 20kVA UPS |  |  | 3672.35
| WPMV-EZU-30 | (1) Additional Contract PM Visit 5X8 for (1) Easy UPS 3S UL 30kVA UPS |  |  | 3751
| WPMV-EZU-40 | (1) Additional Contract PM Visit 5X8 for (1) Easy UPS 3S UL 40kVA UPS |  |  | 3835.7
Maintenance Services » Services » On-demand Services
Maintenance Services | WPMV-G3-21 | (1) Addnl Contract Preventive Maintenance Visit 5X8 for (1) Galaxy 3500 or SUVT 10 to 15 kVA UPS |  |  | 1669.8
» Services » On-demand Services
| WPMV-G3-22 | (1) Addnl Contract Preventive Maintenance Visit 5X8 for (1) Galaxy 3500 or SUVT 20 kVA UPS |  |  | 1669.8
| WPMV-G3-23 | (1) Addnl Contract Preventive Maintenance Visit 5X8 for (1) Galaxy 3500 or SUVT 30 kVA UPS |  |  | 1669.8
| WPMV-G3-24 | (1) Addnl Contract Preventive Maintenance Visit 5X8 for (1) Galaxy 3500 or SUVT 40 kVA UPS |  |  | 1669.8
Maintenance Services » Services » On-demand Services
Maintenance Services | WPMV-G3-28 | (1) Addnl Contract Preventive Maintenance Visit 5X8 for (1) Galaxy 3500 or SUVT 80 kVA UPS |  |  | 2044.9
» Services » On-demand Services
| WPMV-G4-50 | (1) Addnl Contract Preventive Maintenance Visit for (1) Galaxy 4000 40 to 50 kVA UPS |  |  | 1669.8
| WPMV-G4-75 | (1) Additional Contract Preventive Maintenance Visit for (1) Galaxy 4000 65 to 75 kVA UPS |  |  | 1669.8
| WPMV-G5-13 | (1) Additional Contract Preventive Maintenance Visit for (1) Galaxy 5000/5500 81 to 130 kVA UPS |  |  | 2020.7
| WPMV-G5-81 | (1) Additional Contract Preventive Maintenance Visit for (1) Galaxy 5000/5500 41 to 80 kVA UPS |  |  | 1730.3
| WPMV-GP-12 | (1) Additional Contract Preventive Maintenance Visit for (1) Galaxy PW or PWI 80 to 130 kVA UP |  |  | 2595.45
| WPMV-GP-15 | (1) Additional Contract Preventive Maintenance Visit for (1) Galaxy PW 150 or 180 or PWI 160kVA UPS |  |  | 2595.45
| WPMV-GP-20 | (1) Additional Contract PM Visit for (1) Galaxy PW 160 or 200 or PWI 200 kVA UPS |  |  | 2595.45
| WPMV-GP-22 | (1) Additional Contract Preventive Maintenance Visit for (1) Galaxy PW 225 kVA UPS |  |  | 2595.45
Maintenance Services » Services » On-demand Services
Maintenance Services | WPMV-GT-100 | (1) Additional Contract Preventive Maintenance Visit for (1) PXC 100 kVA UPS |  |  | 3980.9
Maintenance Services | WPMV-GT-20 | (1) Additional Contract Preventive Maintenance Visit for (1) PXC 10 - 25 kVA UPS |  |  | 3448.5
Maintenance Services | WPMV-GT-40 | (1) Additional Contract Preventive Maintenance Visit for (1) PXC 30 - 40 kVA UPS |  |  | 3587.65
Maintenance Services | WPMV-GT-60 | (1) Additional Contract Preventive Maintenance Visit for (1) PXC 50 - 60 kVA UPS |  |  | 3720.75
Maintenance Services | WPMV-GT-80 | (1) Additional Contract Preventive Maintenance Visit for (1) PXC 75 - 80 kVA UPS |  |  | 3853.85
» Services » On-demand Services
| WPMV-MDC-03 | Preventive Maintenance Vist 5X8 for (1) Level 3 Micro DC |  |  | 3611.85
| WPMV-MDC-04 | Preventive Maintenance Vist 5X8 for (1) Level 4 Micro DC |  |  | 4519.35
| WPMV-MDC-05 | Preventive Maintenance Vist 5X8 for (1) Level 5 Micro DC |  |  | 5420.8
| WPMV-MP-00 | (1) Additional Contract Preventive Maintenance Visit for (1) MGE product |  |  | Call for Quote
| WPMV-MW-09 | (1) Additional Contract Preventive Maintenance Visit 5X8 for (1) Symmetra MW 400-600 kVA |  |  | 2716.45
| WPMV-MW-10 | (1) Additional Contract Preventive Maintenance Visit 5X8 for (1) Symmetra MW 800-1000 kVA |  |  | 3569.5
| WPMV-MW-11 | (1) Additional Contract Preventive Maintenance Visit 5X8 for (1) Symmetra MW 1200-1600 kVA |  |  | 4210.8
| WPMV-NX-10 | (1) Additional Contract PM Visit for (1) Symmetra 250kW UPS and PDU |  |  | 3248.85
| WPMV-NX-20 | (1) Additional Contract PM Visit for (1) Symmetra 500kW UPS and PDU |  |  | 3551.35
| WPMV-PM-30 | (1) Additional Contract Preventive Maintenance Visit for (1) PMM 30 to 300 Amp |  |  | 1627.45
| WPMV-PM-40 | (1) Additional Contract Preventive Maintenance Visit for (1) PMM 400 or 500 |  |  | 1887.6
| WPMV-PM-50 | (1) Additional Contract Preventive Maintenance Visit for (1) Galaxy RPP 250 or 400 A |  |  | 1627.45
| WPMV-PM-60 | (1) Additional Contract Preventive Maintenance Visit for (1) ANRD PMM 75 to 300 k |  |  | 1869.45
| WPMV-PM-80 | (1) Additional Contract Preventive Maintenance Visit for (1) ANRD PMM 600 to 1200 kVA |  |  | 2184.05
| WPMV-PX-21 | (1) Additional Contract Preventive Maintenance Visit 5X8 for (1) Symmetra PX UPS 10kVA 40 and/or PDU |  |  | 2117.5
| WPMV-PX-31 | (1) Additional Contract PM Visit for (1) Symmetra PX 10kVA 80 or 100 frame UPS and/or PDU |  |  | 2740.65
Maintenance Services » Services » On-demand Services
Maintenance Services | WPMV-PX-40 | (1) Additional Contract Preventive Maintenance Visit for (1) PX RDP |  |  | 1488.3
» Services » On-demand Services
| WPMV-VL-200 | (1) Additional Contract PM Visit 5X8 for (1) Galaxy VL 200kW UPS |  |  | 4077.7
| WPMV-VL-300 | (1) Additional Contract PM Visit 5X8 for (1) Galaxy VL 300kW UPS |  |  | 4259.2
| WPMV-VL-400 | (1) Additional Contract PM Visit 5X8 for (1) Galaxy VL 400kW UPS |  |  | 4446.75
| WPMV-VL-500 | (1) Additional Contract PM Visit 5X8 for (1) Galaxy VL 500kW UPS |  |  | 4622.2
| WPMV-VM-18 | (1) Additional Contract PM Visit 5X8 for (1) Galaxy VM 160 to 181kVA UPS, Single or Parallel Config |  |  | 3787.3
| WPMV-VM-25 | (1) Additional Contract PM Visit 5X8 for (1) Galaxy VM 200 to 226kVA UPS, Single or Parallel Config |  |  | 4011.15
| WPMV-VS1-A15 | (1) Additional Contract PM Visit 5X8 for (1) Galaxy VS 10 to 15kW 208V UPS |  |  | 2220.35
| WPMV-VS1-A25 | (1) Additional Contract PM Visit 5X8 for (1) Galaxy VS 20 to 25kW UPS |  |  | 2220.35
| WPMV-VS1-A30 | (1) Additional Contract PM Visit 5X8 for (1) Galaxy VS 30kW UPS |  |  | 2220.35
| WPMV-VS1-A40 | (1) Additional Contract PM Visit 5X8 for (1) Galaxy VS 40kW UPS |  |  | 2220.35
| WPMV-VS1-A50 | (1) Additional Contract PM Visit 5X8 for (1) Galaxy VS 50kW 400 or 480V UPS |  |  | 2220.35
| WPMV-VS2-A100 | (1) Additional Contract PM Visit 5X8 for (1) Galaxy VS 80 to 100kW UPS |  |  | 2353.45
Maintenance Services » Services » On-demand Services
Maintenance Services | WPMV-VS2-A40 | (1) Additional Contract PM Visit 5X8 for (1) Galaxy VS 10 to 15kW UPS |  |  | 2353.45
Maintenance Services | WPMV-VS2-A41 | (1) Additional Contract PM Visit 5X8 for (1) Galaxy VS 20 to 25kW UPS |  |  | 2353.45
» Services » On-demand Services
| WPMV-VS2-A50 | (1) Additional Contract PM Visit 5X8 for (1) Galaxy VS 30 to 50kW 208V UPS |  |  | 2353.45
| WPMV-VS2-A60 | (1) Additional Contract PM Visit 5X8 for (1) Galaxy VS 60kW UPS |  |  | 2353.45
| WPMV-VS3-A150 | (1) Additional Contract PM Visit 5X8 for (1) Galaxy VS 100 to 150kW UPS |  |  | 2764.85
| WPMV-VS3-A75 | (1) Additional Contract PM Visit 5X8 for (1) Galaxy VS 60 to 80kW UPS |  |  | 2625.7
| WPMV-VX-100 | (1) Additional Contract PM Visit 5X8 for (1) Galaxy VX 1000kVA UPS |  |  | 5856.4
| WPMV-VX-101 | (1) Additional Contract PM Visit 5X8 for (1) Galaxy VX 1000kVA N+1 Redundant UPS |  |  | 6503.75
| WPMV-VX-102 | (1) Additional Contract PM Visit 5X8 for (1) Galaxy VX 1000 Scalable to 1250kVA UPS |  |  | 6733.65
| WPMV-VX-103 | (1) Additional Contract PM Visit 5X8 for (1) Galaxy VX 1000 Scalable to 1500kVA UPS |  |  | 6963.55
| WPMV-VX-120 | (1) Additional Contract PM Visit 5X8 for (1) Galaxy VX 1250kVA UPS |  |  | 6733.65
| WPMV-VX-121 | (1) Additional Contract PM Visit 5X8 for (1) Galaxy VX 1250kVA N+1 Redundant UPS |  |  | 6963.55
| WPMV-VX-122 | (1) Additional Contract PM Visit 5X8 for (1) Galaxy VX 1250 Scalable to 1500kVA UPS |  |  | 7126.9
| WPMV-VX-150 | (1) Additional Contract PM Visit 5X8 for (1) Galaxy VX 1500kVA UPS |  |  | 7429.4
| WPMV-VX-151 | (1) Additional Contract PM Visit 5X8 for (1) Galaxy VX 1500kVA N+1 Redundant UPS |  |  | 7665.35
| WPMV-VX-50 | (1) Additional Contract PM Visit 5X8 for (1) Galaxy VX 500 Scalable to 750kVA UPS |  |  | 3714.7
| WPMV-VX-51 | (1) Additional Contract PM Visit 5X8 for (1) Galaxy VX 500kVA UPS |  |  | 3714.7
| WPMV-VX-52 | (1) Additional Contract PM Visit 5X8 for (1) Galaxy VX 500kVA N+1 Redundant UPS |  |  | 5336.1
| WPMV-VX-53 | (1) Additional Contract PM Visit 5X8 for (1) Galaxy VX 500 Scalable to 1000kVA UPS |  |  | 3714.7
| WPMV-VX-54 | (1) Additional Contract PM Visit 5X8 for (1) Galaxy VX 500 Scalable to 1250kVA UPS |  |  | 3714.7
| WPMV-VX-55 | (1) Additional Contract PM Visit 5X8 for (1) Galaxy VX 500 Scalable to 1500kVA UPS |  |  | 3714.7
| WPMV-VX-62 | (1) Additional Contract PM Visit 5X8 for (1) Galaxy VX 625kVA UPS |  |  | 4065.6
| WPMV-VX-63 | (1) Additional Contract PM Visit 5X8 for (1) Galaxy VX 625kVA N+1 Redundant UPS |  |  | 5106.2
| WPMV-VX-64 | (1) Additional Contract PM Visit 5X8 for (1) Galaxy VX 625 Scalable to 1000kVA UPS |  |  | 4180.55
| WPMV-VX-75 | (1) Additional Contract PM Visit 5X8 for (1) Galaxy VX 750kVA UPS |  |  | 5227.2
| WPMV-VX-76 | (1) Additional Contract PM Visit 5X8 for (1) Galaxy VX 750kVA N+1 Redundant UPS |  |  | 5336.1
| WPMV-VX-77 | (1) Additional Contract PM Visit 5X8 for (1) Galaxy VX 750 Scalable to 1000kVA UPS |  |  | 5293.75
| WPMV-VX-78 | (1) Additional Contract PM Visit 5X8 for (1) Galaxy VX 750 Scalable to 1250kVA UPS |  |  | 5293.75
| WPMV-VX-79 | (1) Additional Contract PM Visit 5X8 for (1) Galaxy VX 750 Scalable to 1500kVA UPS |  |  | 5293.75
| WPMV5X8-AX-07 | 1 Preventative Maintenance 5x8 for (1) 3.5kW split system unit |  |  | 3611.85
| WPMV5X8-NX-83 | (1) Additional Contract PM Visit for (1) External Battery Cabinet for Symmetra 250/500kW |  |  | 2668.05
| WPMV5X8-PD-20 | (1) Additional Contract Preventive Maintenance Visit 5X8 for (1) 5U Rack Distribution Panel |  |  | 2323.2
| WPMV5X8-PD-30 | (1) Addn'l Contract PM Visit for (1) 1/2 Rack Remote or (1) Modular Power Panel |  |  | 2323.2
| WPMV5X8-PD-50 | (1) Additional Contract Preventive Maintenance Visit 5x8 for (1) InfraStruxure 60kVA or 150kVA PDU |  |  | 2904
Maintenance Services » Services » On-demand Services
Maintenance Services | WPMV5X8-PX-23 | (1) Additional Contract PM Visit 5X8 for (1) External Battery Cabinet for Symmetra PX 40kW |  |  | 2020.7
Maintenance Services | WPMV5X8-PX-33 | (1) Additional Contract PM Visit 5X8 for (1) External Battery Cabinet for Symmetra PX 80 kW |  |  | 2020.7
» Services » On-demand Services
| WPMV5X8-PX-63 | (1) Additional Contract PM Visit 5X8 for (1) External Battery Cabinet for Symmetra PX 160kW |  |  | 1796.85
| WPMV7X24-AX-07 | 1 Preventative Maintenance 7x24 for (1) 3.5kW split system unit |  |  | 5705.15
| WPMV7X24-AX-60 | (1) Preventive Maintenance Visit 7X24 for (1) High-Density Cooling Enclosure |  |  | 2528.9
Maintenance Services » Services » On-demand Services
Maintenance Services | WQPMV5X8-AE-25 | Quaterly Preventive Maintenance service for (1) IAEC25 250Kw Cooling Unit |  |  | 8131.2
Maintenance Services | WQPMV5X8-AE-50 | Quaterly Preventive Maintenance service for (1) IAEC50 500Kw Cooling Unit |  |  | 10672.2
» Services » On-demand Services
| WQPMV5X8-AX-14 | Quarterly Preventive Maintenance 5X8 for InRow SC Air Cooled Self Contained cooling solution. |  |  | 4477
| WQPMV5X8-AX-15 | Quarterly Preventative Maintenance 5X8 for In Row ACRD Half Rack 10kw |  |  | 6788.1
| WQPMV5X8-AX-20 | Quarterly Preventative Maintenance 5X8 for NetworkAIR CW |  |  | 5057.8
| WQPMV5X8-AX-22 | Quarterly Preventative Maintenance 5X8 for NetworkAIR CW 28-87 kW |  |  | 7610.9
| WQPMV5X8-AX-23 | Quarterly Preventative Maintenance 5X8 for NetworkAIR CW >87 kW |  |  | 7042.2
| WQPMV5X8-AX-25 | Quarterly Preventative Maintenance 5x8 For InRoom Chilled Water 28-87kw |  |  | 9183.9
| WQPMV5X8-AX-26 | Quarterly Preventative Maintenance 5x8 for (1) InfraStruXure InRow RC Chilled Water |  |  | 13685.1
| WQPMV5X8-AX-27 | Quarterly Preventative Maintenance 5x8 For InRoom Chilled Water greater than 87kw |  |  | 11307.45
Maintenance Services » Services » On-demand Services
Maintenance Services | WQPMV5X8-AX-30 | Quarterly Preventative Maintenance 5X8 for NetworkAIR CM A/W/G/PC |  |  | 6842.55
» Services » On-demand Services
| WQPMV5X8-AX-31 | Quarterly Preventative Maintenance 5X8 for NetworkAIR CM A/W/G/PC with OHE |  |  | 8893.5
| WQPMV5X8-AX-33 | Quarterly Preventative Maintenance 5x8 for InRoom DX 0-27kw |  |  | 11035.2
| WQPMV5X8-AX-34 | Quarterly Preventative Maintenance 5X8 for (1) In Row ACRD 300 and 301 Series |  |  | 9129.45
| WQPMV5X8-AX-35 | Quarterly Preventative Maintenance 5x8 for InRoom DX 28-35kw |  |  | 12130.25
| WQPMV5X8-AX-36 | Quarterly Preventative Maintenance 5X8 for (1) In Row ACRH 301 series |  |  | 12245.2
| WQPMV5X8-AX-37 | Quarterly Preventative Maintenance 5x8 for InRoom DX 36-61kw |  |  | 12275.45
| WQPMV5X8-AX-39 | Quarterly Preventative Maintenance 5x8 for InRoom DX 62-86kw |  |  | 12408.55
| WQPMV5X8-AX-40 | Quarterly Preventative Maintenance 5X8 for NetworkAIR FM A/W/G/PC 0-27 kW |  |  | 7629.05
| WQPMV5X8-AX-41 | Quarterly Preventative Maintenance 5X8 for NetworkAIR FM A/W/G/PC 0-27 kW with OHE |  |  | 11035.2
| WQPMV5X8-AX-42 | Quarterly Preventative Maintenance 5X8 for NetworkAIR FM A/W/G/PC 28-35 kW |  |  | 8040.45
| WQPMV5X8-AX-43 | Quarterly Preventative Maintenance 5X8 for NetworkAIR FM A/W/G/PC 28-35 kW with OHE |  |  | 9183.9
| WQPMV5X8-AX-44 | Quarterly Preventative Maintenance 5X8 for NetworkAIR FM A/W/G/PC >35 kW |  |  | 8578.9
| WQPMV5X8-AX-45 | Quarterly Preventative Maintenance 5X8 for NetworkAIR FM A/W/G/PC >35 kW with OHE |  |  | 10091.4
| WQPMV5X8-AX-80 | Quarterly Preventative Maintenance 5X8 for (1) Modular Cooling Frame (ACECFR20XXX or ACECFR40XXX) |  |  | 8808.8
| WQPMV5X8-AX-81 | Quarterly Preventative Maintenance 5X8 for (1) Air Side Economizer Module with DX |  |  | 5499.45
| WQPMV5X8-UF-21 | 1 Year Quarterly PM 5x8 for CW LE Model 0600 thru 1400 |  |  | 7526.2
| WQPMV5X8-UF-22 | 1 Year Quarterly PM 5x8 for CW LE Model 1700 thru 2900 |  |  | 7919.45
| WQPMV5X8-UF-23 | 1 Year Quarterly PM 5x8 for 1 CW LE Model 3400 thru 4600 |  |  | 8119.1
Maintenance Services » Services » On-demand Services
Maintenance Services | WQPMV5X8-UF-24 | 1 Year Quarterly PM 5x8 for 1 CW LE Model 4800 thru 5300 |  |  | 8361.1
» Services » On-demand Services
| WQPMV5X8-UF-31 | 1 Year Quarterly PM 5x8 for 1 DX LE Model 0511 thru 0611 |  |  | 9099.2
| WQPMV5X8-UF-32 | 1 Year Quarterly PM 5x8 for 1 DX LE Model 0721 thru 0921 |  |  | 10218.45
| WQPMV5X8-UF-33 | 1 Year Quarterly PM 5x8 for 1 DX LE Model 1422 thru 1822 |  |  | 10418.1
| WQPMV5X8-UF-34 | 1 Year Quarterly PM 5x8 for 1 DX LE Max Model 2222 thru 3342 |  |  | 11591.8
Maintenance Services » Services » On-demand Services
Maintenance Services | WQPMV7X24-AX-14 | Quarterly Preventive Maintenance 7X24 for In-Row DX 5kw self contained cooling solution. |  |  | 6171
» Services » On-demand Services
| WQPMV7X24-AX-15 | Quarterly Preventative Maintenance 7X24 for In Row ACRD Half Rack 10kw |  |  | 9976.45
Maintenance Services » Services » On-demand Services
Maintenance Services | WQPMV7X24-AX-22 | Quarterly Preventive Maintenance 7X24 for NetworkAIR CW, FM CW, FM In-Row 28-87 KW |  |  | 8845.1
» Services » On-demand Services
| WQPMV7X24-AX-26 | Quarterly Preventative Maintenance 7X24 for (1) InfraStruXure InRow RC Chilled Water |  |  | 18779.2
| WQPMV7X24-AX-34 | Quarterly Preventative Maintenance 7X24 for (1) In Row ACRD 300 and 301 Series |  |  | 12523.5
| WQPMV7X24-AX-36 | Quarterly Preventative Maintenance 7X24 for (1) In Row ACRH 301 series |  |  | 16812.95
Maintenance Services » Services » On-demand Services
Maintenance Services | WQPMV7X24-AX-41 | Quarterly Preventative Maintenance 7X24 for NetworkAIR FM A/W/G/PC 0-27 kW with OHE |  |  | 14060.2
» Services » On-demand Services
| WSAPMV-UG-01 | (1) Stand Alone PM Visit for (1) UPS up to 40 kVA UPS |  |  | 2704.35
Maintenance Services » Services » On-demand Services
Maintenance Services | WSAPMV-UG-02 | (1) Stand Alone PM Visit for (1) UPS 41 to 150 kVA |  |  | 3630
Maintenance Services | WSAPMV-UG-03 | (1) Stand Alone PM Visit for (1) UPS 151 to 500 kVA |  |  | 4053.5
Maintenance Services | WSAPMV-UG-04 | (1) Stand Alone PM Visit for (1) UPS 501 kVA or greater |  |  | 4507.25
Intervention Services » Services » On-demand Services
Intervention Services | WSITEINSP-GT-100 | (1)Site Inspection Visit for (1) PXC 100 kVA UPS |  |  | 2916.1
Intervention Services | WSITEINSP-GT-20 | (1)Site Inspection Visit for (1) PXC 10 - 25 kVA UPS |  |  | 2553.1
Intervention Services | WSITEINSP-GT-40 | (1)Site Inspection Visit for (1) PXC 30 - 40 kVA UPS |  |  | 2649.9
Intervention Services | WSITEINSP-GT-60 | (1)Site Inspection Visit for (1) PXC 50 - 60 kVA UPS |  |  | 2746.7
Intervention Services | WSITEINSP-GT-80 | (1)Site Inspection Visit for (1) PXC 75 - 80 kVA UPS |  |  | 2849.55
Intervention Services | WSITEINSP-MW-A1 | (1) Site Inspection Visit 5X8 for (1) Symmetra MW 400-600 kVA |  |  | 1972.3
Intervention Services | WSITEINSP-MW-A2 | (1) Site Inspection Visit 5X8 for (1) Symmetra MW 800-1000 kVA |  |  | 2238.5
Intervention Services | WSITEINSP-MW-A3 | (1) Site Inspection Visit 5X8 for (1) Symmetra MW 1200-1600 kVA |  |  | 2238.5
Intervention Services | WSITEINSP-PX-A1 | (1) Site Inspection Visit 5X8 for (1) Symmetra PX 40k UPS and/or PDU |  |  | 1579.05
Intervention Services | WSITEINSP-PX-B1 | (1) Site Inspection Visit 5X8 for (1) Symmetra PX 80 or 100 frame UPS and/or PDU |  |  | 1579.05
» Services » On-demand Services
| WSITEINSP-VL-200 | (1) Site Inspection Visit for (1) Galaxy VL 200kW UPS |  |  | 3170.2
| WSITEINSP-VL-300 | (1) Site Inspection Visit for (1) Galaxy VL 300kW UPS |  |  | 3309.35
| WSITEINSP-VL-400 | (1) Site Inspection Visit for (1) Galaxy VL 400kW UPS |  |  | 3448.5
| WSITEINSP-VL-500 | (1) Site Inspection Visit for (1) Galaxy VL 500kW UPS |  |  | 3593.7
Intervention Services » Services » On-demand Services
Intervention Services | WSITEINSP-VS1-A15 | (1) Site Inspection Visit for (1) Galaxy VS 10 to 15kW UPS |  |  | 2504.7
Intervention Services | WSITEINSP-VS1-A25 | (1) Site Inspection Visit for (1) Galaxy VS 20 to 25kW UPS |  |  | 2504.7
Intervention Services | WSITEINSP-VS1-A30 | (1) Site Inspection Visit for (1) Galaxy VS 30kW UPS |  |  | 2504.7
Intervention Services | WSITEINSP-VS1-A40 | (1) Site Inspection Visit for (1) Galaxy VS 40kW UPS |  |  | 2504.7
» Services » On-demand Services
| WSITEINSP-VS1-A50 | (1) Site Inspection Visit for (1) Galaxy VS 50kW UPS |  |  | 2504.7
Intervention Services » Services » On-demand Services
Intervention Services | WSITEINSP-VS2-A100 | (1) Site Inspection Visit for (1) Galaxy VS 80 to 100kW UPS |  |  | 2819.3
Intervention Services | WSITEINSP-VS2-A40 | (1) Site Inspection Visit for (1) Galaxy VS 10 to 15kW UPS |  |  | 1772.65
Intervention Services | WSITEINSP-VS2-A41 | (1) Site Inspection Visit for (1) Galaxy VS 20 to 25kW UPS |  |  | 1772.65
Intervention Services | WSITEINSP-VS2-A50 | (1) Site Inspection Visit for (1) Galaxy VS 30 to 50kW UPS |  |  | 2607.55
Intervention Services | WSITEINSP-VS2-A60 | (1) Site Inspection Visit for (1) Galaxy VS 60kW UPS |  |  | 2607.55
Intervention Services | WSITEINSP-VS3-A150 | (1) Site Inspection Visit for (1) Galaxy VS 100 to 150kVA UPS |  |  | 3055.25
Intervention Services | WSITEINSP-VS3-A75 | (1) Site Inspection Visit for (1) Galaxy VS 60 to 80kVA UPS |  |  | 2910.05
Intervention Services | WSITEINSPEC-CM-15 | (1) Site Inspection Visit Visit for (1) Comet 100 to 150 kVA UPS |  |  | 1851.3
Intervention Services | WSITEINSPEC-CM-50 | (1) Site Inspection Visit Visit for (1) Comet 40 to 50 kVA UPS |  |  | 1851.3
Intervention Services | WSITEINSPEC-CM-80 | (1) Site Inspection Visit Visit for (1) Comet 65 to 80 kVA UPS |  |  | 1851.3
Intervention Services | WSITEINSPEC-E6-22 | (1) Site Inspection Visit Visit for (1) EPS 6000 150 to 225 kVA UPS |  |  | 2178
Intervention Services | WSITEINSPEC-E6-37 | (1) Site Inspection Visit Visit for (1) EPS 6000 150 to 225 kVA UPS |  |  | 2171.95
Intervention Services | WSITEINSPEC-E6-62 | (1) Site Inspection Visit Visit for (1) EPS 6000 500 to 625 kVA UPS |  |  | 2178
» Services » On-demand Services
| WSITEINSPEC-E6-80 | (1) Site Inspection Visit Visit for (1) EPS 6000 750 to 800 kVA UPS |  |  | 2178
Intervention Services » Services » On-demand Services
Intervention Services | WSITEINSPEC-E7-50 | (1) Site Inspection Visit Visit for (1) EPS 7000 300 to 500 kVA UPS |  |  | 1996.5
Intervention Services | WSITEINSPEC-E8-10 | (1) Site Inspection Visit Visit for (1) EPS 8000 1000 kVA UPS |  |  | 2407.9
Intervention Services | WSITEINSPEC-E8-11 | (1) Site Inspection Visit for (1) EPS 8000 1100 to 1125 kVA UPS |  |  | 2407.9
Intervention Services | WSITEINSPEC-E8-62 | (1) Site Inspection Visit Visit for (1) EPS 8000 555 kVA UPS |  |  | 2178
Intervention Services | WSITEINSPEC-E8-80 | (1) Site Inspection Visit Visit for (1) EPS 8000 625 to 800 kVA UPS |  |  | 2178
Intervention Services | WSITEINSPEC-ES-60 | (1) Site Inspection Visit Visit for (1) Epsilon 200 to 600A |  |  | 1494.35
» Services » On-demand Services
| WSITEINSPEC-EZU-15 | (1) Site Inspection Visit 5X8 for (1) Easy UPS 3S UL 10-15kVA UPS |  |  | 3115.75
| WSITEINSPEC-EZU-20 | (1) Site Inspection Visit 5X8 for (1) Easy UPS 3S UL 20kVA UPS |  |  | 3194.4
| WSITEINSPEC-EZU-30 | (1) Site Inspection Visit 5X8 for (1) Easy UPS 3S UL 30kVA UPS |  |  | 3260.95
| WSITEINSPEC-EZU-40 | (1) Site Inspection Visit 5X8 for (1) Easy UPS 3S UL 40kVA UPS |  |  | 3333.55
Intervention Services » Services » On-demand Services
Intervention Services | WSITEINSPEC-G3-15 | (1) Site Inspection Visit Visit for (1) Galaxy 3000 10 to 15 kVA UPS |  |  | 1415.7
Intervention Services | WSITEINSPEC-G3-31 | (1) Site Inspection Visit Visit for (1) Galaxy 3000 20 to 30 kVA UPS |  |  | 1415.7
Intervention Services | WSITEINSPEC-G4-50 | (1) Site Inspection Visit Visit for (1) Galaxy 4000 40 to 50 kVA UPS |  |  | 1494.35
Intervention Services | WSITEINSPEC-G4-75 | (1) Site Inspection Visit Visit for (1) Galaxy 4000 65 to 75 kVA UPS |  |  | 1494.35
Intervention Services | WSITEINSPEC-G5-13 | (1) Site Inspection Visit Visit for (1) Galaxy 5000/5500 81 to 130 kVA UPS |  |  | 1603.25
Intervention Services | WSITEINSPEC-G5-81 | (1) Site Inspection Visit Visit for (1) Galaxy 5000/5500 41 to 80 kVA UPS |  |  | 1542.75
Intervention Services | WSITEINSPEC-GP-12 | (1) Site Inspection Visit Visit for (1) Galaxy PW or PWI 80 to 130 kVA UPS |  |  | 1742.4
Intervention Services | WSITEINSPEC-GP-15 | (1) Site Inspection Visit Visit for (1) Galaxy PW 150 or 180 or PWI 160 kVA UPS |  |  | 1742.4
Intervention Services | WSITEINSPEC-GP-20 | (1) Site Inspection Visit Visit for (1) Galaxy PW 160 or 200 or PWI 200 kVA UPS |  |  | 1742.4
Intervention Services | WSITEINSPEC-GP-22 | (1) Site Inspection Visit Visit for (1) Galaxy PW 225 kVA UPS |  |  | 1742.4
Intervention Services | WSITEINSPEC-PM-30 | (1) Site Inspection Visit Visit for (1) PMM 30 to 300 Amp |  |  | 1415.7
» Services » On-demand Services
| WSITEINSPEC-PM-40 | (1) Site Inspection Visit for (1) PMM 400 or 500 |  |  | 1911.8
Intervention Services » Services » On-demand Services
Intervention Services | WSITEINSPEC-UM-40 | (1) Site Inspection Visit Visit for (1) UPS 4000 75 to 600 kVA UPS |  |  | 3031.05
» Services » On-demand Services
| WSITEINSPEC-VX-100 | (1) Site Inspection Visit for (1) Galaxy VX 1000kVA UPS |  |  | 4416.5
| WSITEINSPEC-VX-101 | (1) Site Inspection Visit for (1) Galaxy VX 1000kVA N+1 Redundant UPS |  |  | 4755.3
| WSITEINSPEC-VX-102 | (1) Site Inspection Visit for (1) Galaxy VX 1000 Scalable to 1250kVA UPS |  |  | 4924.7
| WSITEINSPEC-VX-103 | (1) Site Inspection Visit for (1) Galaxy VX 1000 Scalable to 1500kVA UPS |  |  | 5100.15
| WSITEINSPEC-VX-120 | (1) Site Inspection Visit for (1) Galaxy VX 1250kVA UPS |  |  | 4924.7
| WSITEINSPEC-VX-121 | (1) Site Inspection Visit for (1) Galaxy VX 1250kVA N+1 Redundant UPS |  |  | 5100.15
| WSITEINSPEC-VX-122 | (1) Site Inspection Visit for (1) Galaxy VX 1250 Scalable to 1500kVA UPS |  |  | 5269.55
| WSITEINSPEC-VX-150 | (1) Site Inspection Visit for (1) Galaxy VX 1500kVA UPS |  |  | 5438.95
| WSITEINSPEC-VX-151 | (1) Site Inspection Visit for (1) Galaxy VX 1500kVA N+1 Redundant UPS |  |  | 5608.35
| WSITEINSPEC-VX-50 | (1) Site Inspection Visit 5X8 for (1) Galaxy VX 500 Scalable to 750kVA UPS |  |  | 2553.1
| WSITEINSPEC-VX-51 | (1) Site Inspection Visit 5X8 for (1) Galaxy VX 500kVA UPS |  |  | 2722.5
| WSITEINSPEC-VX-52 | (1) Site Inspection Visit 5X8 for (1) Galaxy VX 500kVA N+1 Redundant UPS |  |  | 3908.3
| WSITEINSPEC-VX-53 | (1) Site Inspection Visit 5X8 for (1) Galaxy VX 500 Scalable to 1000kVA UPS |  |  | 2722.5
Intervention Services » Services » On-demand Services
Intervention Services | WSITEINSPEC-VX-54 | (1) Site Inspection Visit 5X8 for (1) Galaxy VX 500 Scalable to 1250kVA UPS |  |  | 2643.85
Intervention Services | WSITEINSPEC-VX-55 | (1) Site Inspection Visit 5X8 for (1) Galaxy VX 500 Scalable to 1500kVA UPS |  |  | 2643.85
» Services » On-demand Services
| WSITEINSPEC-VX-62 | (1) Site Inspection Visit for (1) Galaxy VX 625kVA UPS |  |  | 2722.5
| WSITEINSPEC-VX-63 | (1) Site Inspection Visit for (1) Galaxy VX 625kVA N+1 Redundant UPS |  |  | 3061.3
Intervention Services » Services » On-demand Services
Intervention Services | WSITEINSPEC-VX-64 | (1) Site Inspection Visit 5X8 for (1) Galaxy VX 625 Scalable to 1000kVA UPS |  |  | 3061.3
» Services » On-demand Services
| WSITEINSPEC-VX-75 | (1) Site Inspection Visit for (1) Galaxy VX 750kVA UPS |  |  | 3829.65
| WSITEINSPEC-VX-76 | (1) Site Inspection Visit for (1) Galaxy VX 750kVA N+1 Redundant UPS |  |  | 3908.3
| WSITEINSPEC-VX-77 | (1) Site Inspection Visit for (1) Galaxy VX 750 Scalable to 1000kVA UPS |  |  | 3908.3
Intervention Services » Services » On-demand Services
Intervention Services | WSITEINSPEC-VX-78 | (1) Site Inspection Visit 5X8 for (1) Galaxy VX 750 Scalable to 1250kVA UPS |  |  | 3793.35
Intervention Services | WSITEINSPEC-VX-79 | (1) Site Inspection Visit 5X8 for (1) Galaxy VX 750 Scalable to 1500kVA UPS |  |  | 3793.35
Maintenance Services » Services » On-demand Services
Maintenance Services | WSPMV5X8-AE-25 | Semi-Annual Preventive Maintenance service for (1) IAEC25 250Kw Cooling Unit |  |  | 4785.55
Maintenance Services | WSPMV5X8-AE-50 | Semi-Annual Preventive Maintenance service for (1) IAEC50 500Kw Cooling Unit |  |  | 6745.75
» Services » On-demand Services
| WSPMV5X8-AX-14 | Semi-Annual Preventative Maintenance 5X8 for InRow SC Air Cooled Self Contained cooling solution. |  |  | 2262.7
| WSPMV5X8-AX-15 | Semi-Annual Preventative Maintenance 5X8 for In Row ACRD Half Rack 10kw |  |  | 3430.35
| WSPMV5X8-AX-20 | Semi-Annual Preventative Maintenance 5X8 for NetworkAIR CW |  |  | 3043.15
| WSPMV5X8-AX-22 | Semi-Annual Preventative Maintenance 5X8 for NetworkAIR CW 28-87 kW |  |  | 5602.3
| WSPMV5X8-AX-23 | Semi-Annual Preventative Maintenance 5X8 for NetworkAIR CW >87 kW |  |  | 5457.1
| WSPMV5X8-AX-25 | Semi-Annual Preventative Maintenance 5x8 For InRoom Chilled Water 28-87kw |  |  | 5602.3
| WSPMV5X8-AX-26 | Semi Annual Preventative Maintenance 5X8 for InfraStruXure InRow RC |  |  | 2274.8
| WSPMV5X8-AX-27 | Semi-Annual Preventative Maintenance 5x8 For InRoom Chilled Water greater than 87kw |  |  | 5850.35
| WSPMV5X8-AX-30 | Semi-Annual Preventative Maintenance 5X8 for NetworkAIR CM A/W/G/PC |  |  | 4658.5
| WSPMV5X8-AX-33 | Semi-Annual Preventative Maintenance 5x8 for InRoom DX 0-27kw |  |  | 6128.65
| WSPMV5X8-AX-34 | Semi-Annual Preventative Maintenance 5X8 for (1) In Row ACRD 300 and 301 Series |  |  | 4870.25
| WSPMV5X8-AX-35 | Semi-Annual Preventative Maintenance 5x8 for InRoom DX 28-35kw |  |  | 6406.95
| WSPMV5X8-AX-36 | Semi-Annual Preventative Maintenance 5X8 for (1) In Row ACRH 301 series |  |  | 6128.65
| WSPMV5X8-AX-37 | Semi-Annual Preventative Maintenance 5x8 for InRoom DX 36-61kw |  |  | 6406.95
| WSPMV5X8-AX-39 | Semi-Annual Preventative Maintenance 5x8 for InRoom DX 62-86kw |  |  | 7768.2
Maintenance Services » Services » On-demand Services
Maintenance Services | WSPMV5X8-AX-40 | Semi-Annual Preventative Maintenance 5X8 for NetworkAIR FM A/W/G/PC 0-27 kW |  |  | 4948.9
Maintenance Services | WSPMV5X8-AX-41 | Semi-Annual Preventative Maintenance 5X8 for NetworkAIR FM A/W/G/PC 0-27 kW with OHE |  |  | 5711.2
» Services » On-demand Services
| WSPMV5X8-AX-42 | Semi-Annual Preventative Maintenance 5X8 for NetworkAIR FM A/W/G/PC 28-35 kW |  |  | 5451.05
| WSPMV5X8-AX-43 | Semi-Annual Preventative Maintenance 5X8 for NetworkAIR FM A/W/G/PC 28-35 kW with OHE |  |  | 6068.15
| WSPMV5X8-AX-44 | Semi-Annual Preventative Maintenance 5X8 for NetworkAIR FM A/W/G/PC >35 kW |  |  | 6171
| WSPMV5X8-AX-45 | Semi-Annual Preventative Maintenance 5X8 for NetworkAIR FM A/W/G/PC >35 kW with OHE |  |  | 6933.3
| WSPMV5X8-AX-70 | Semi-Annual Preventative Maintenance 5x8 for R134A Pumped Refrigerant Distribution Unit (RDU) |  |  | 2504.7
Maintenance Services » Services » On-demand Services
Maintenance Services | WSPMV5X8-AX-73 | Semi-Annual Preventative Maintenance 5x8 for R134A Pumped Refrigerant InRow Unit (ACOA or ACRA) |  |  | 1675.85
» Services » On-demand Services
| WSPMV5X8-AX-80 | Semi-Annual Preventative Maintenance 5X8 for (1) Modular Cooling Frame (ACECFR20XXX or ACECFR40XXX) |  |  | 4446.75
Maintenance Services » Services » On-demand Services
Maintenance Services | WSPMV5X8-AX-81 | Semi-Annual Preventative Maintenance 5X8 for (1) Air Side Economizer Module with DX |  |  | 2770.9
» Services » On-demand Services
| WSPMV5X8-UF-21 | 1 Year Semi-Annual PM 5x8 for CW LE Model 0600 thru1400 |  |  | 3902.25
| WSPMV5X8-UF-22 | 1 Year Semi-Annual PM 5x8 for CW LE Model 1700 thru 2900 |  |  | 3999.05
| WSPMV5X8-UF-23 | 1 Year Semi-Annual PM 5x8 for 1 CW LE Model 3400 thru 4600 |  |  | 4101.9
Maintenance Services » Services » On-demand Services
Maintenance Services | WSPMV5X8-UF-24 | 1 Year Semi-Annual PM 5x8 for 1 CW LE Model 4800 thru 5300 |  |  | 4283.4
» Services » On-demand Services
| WSPMV5X8-UF-31 | 1 Year Semi-Annual PM 5x8 for 1 DX LE Model 0511 thru 0611 |  |  | 4598
| WSPMV5X8-UF-32 | 1 Year Semi-Annual PM 5x8 for 1 DX LE Model 0721 thru 0921 |  |  | 5160.65
| WSPMV5X8-UF-33 | 1 Year Semi-Annual PM 5x8 for 1 DX LE Model 1422 thru 1822 |  |  | 5269.55
| WSPMV5X8-UF-34 | 1 Year Semi-Annual PM 5x8 for 1 DX LE Max Model 2222 thru 3342 |  |  | 5856.4
| WSPMV7X24-AX-14 | Semi-Annual Preventative Maintenance 7X24 for In-Row DX 5kw self contained cooling solution. |  |  | 3109.7
| WSPMV7X24-AX-15 | Semi-Annual Preventative Maintenance 7X24 for In Row ACRD Half Rack 10kw |  |  | 5039.65
| WSPMV7X24-AX-22 | Semi-Annual Preventative Maintenance 7X24 for NetworkAIR CW 28-87 kW |  |  | 6897
| WSPMV7X24-AX-26 | Semi Annual Preventative Maintenance 7X24 for InfraStruXure InRow RC |  |  | 3303.3
| WSPMV7X24-AX-34 | Semi-Annual Preventative Maintenance 7X24 for In (1) In Row ACRD 300 and 301 Series |  |  | 6685.25
| WSPMV7X24-AX-36 | Semi-Annual Preventative Maintenance 7X24 for In (1) In Row ACRH 301 series |  |  | 8409.5
| WSPMV7X24-AX-41 | Semi-Annual Preventative Maintenance 7X24 for NetworkAIR FM A/W/G/PC 0-27 kW with OHE |  |  | 7235.8
Maintenance Services » Services » On-demand Services
Maintenance Services | WTECSUP7X24-SY-00 | 1 YEAR 7X24 TELEPHONE TECHNICAL SUPPORT |  |  | 1300.75
» Services » On-demand Services
| WUPGBPMV7X24-UP-01 | Scheduling Upgrade to 7X24 for Existing Battery Preventive Maint |  |  | 11.495
| WUPGCAPRPL7-UG-01 | Scheduling Upgrade to 7X24 for Existing Capacitor Replacement Service for up to 40 kVA UPS |  |  | 1228.15
| WUPGCAPRPL7-UG-02 | Scheduling Upgrade to 7X24 for Existing Capacitor Replacement Service for 41 to 150 kVA |  |  | 1470.15
| WUPGCAPRPL7-UG-03 | Scheduling Upgrade to 7X24 for Existing Capacitor Replacement Service for 151 to 500 kVA |  |  | 1996.5
| WUPGCAPRPL7-UG-04 | Scheduling Upgrade to 7X24 for Existing Capacitor Replacement Service for 501 kVA or greater |  |  | 2637.8
| WUPGMPMV5X8-AX-00 | Upgrade to provide Monthly 5X8 Preventive Maintenance Visits |  |  | 10829.5
| WUPGMPMV7X24-AX-00 | 7X24 Scheduling Upgrade from Existing Monthly Preventive Maintenance Service |  |  | 16238.2
Maintenance Services » Services » On-demand Services
Maintenance Services | WUPGPCAVCOL7-UG-01 | Sched Upgrd to 7X24 to Existing PCAV for 1-ACSC, 300-600mm ACRC or ACRPCW Mod |  |  | 845.79
Maintenance Services | WUPGPCAVCOL7-UG-02 | Sched Upgrd to 7X24 to Existing PCAV for 1- 300-600mm ACRD, ACRPDX, AMDX, CW, LECW or UFLEDX to 50kW |  |  | 947.43
Maintenance Services | WUPGPCAVCOL7-UG-03 | Sched Upgrd to 7X24 to Existing PCAV for 1 - UFLEDX Model over 50kW |  |  | 1164.02
» Services » On-demand Services
| WUPGPCAVUPS7-UG-01 | Scheduling Upgrade to 7X24 for Existing PCAV for up to 40 kVA UPS |  |  | 947.43
Maintenance Services » Services » On-demand Services
Maintenance Services | WUPGPCAVUPS7-UG-02 | Scheduling Upgrade to 7X24 for Existing PCAV for 41 to 150 kVA UPS |  |  | 947.43
Maintenance Services | WUPGPCAVUPS7-UG-03 | Scheduling Upgrade to 7X24 for Existing PCAV for 151 to 500 kVA UPS |  |  | 1164.02
Maintenance Services | WUPGPCAVUPS7-UG-04 | Scheduling Upgrade to 7X24 for Existing PCAV for 501 kVA or greater UPS |  |  | 1164.02
» Services » On-demand Services
| WUPGPMV7-UF-00 | Upgrade to provide 7X24 Scheduling for Existing CoolUp Factory Re-Commissioning Visit |  |  | 886.93
| WUPGPMV7X24-AX-00 | 7X24 Scheduling Upgrade from Existing Preventive Maintenance Service |  |  | 880.88
| WUPGPMV7X24-UG-01 | Scheduling Upgrade to 7X24 for Existing PM or Addnl PM Visit for up to 40 kVA UPS |  |  | 816.75
| WUPGPMV7X24-UG-02 | Scheduling Upgrade to 7X24 for Existing PM or Addnl PM Visit for 41 to 150 kVA |  |  | 1124.09
| WUPGPMV7X24-UG-03 | Scheduling Upgrade to 7X24 for Existing PM or Addnl PM Visit for 151 to 500 kVA |  |  | 1754.5
| WUPGPMV7X24-UG-04 | Scheduling Upgrade to 7X24 for Existing PM or Addnl PM Visit for 501 kVA or greater |  |  | 2159.85
Maintenance Services » Services » On-demand Services
Maintenance Services | WUPGQPMV5-AE-25 | Upgrade from Semi-Annual 5x8 PM to Quarterly 5X8 for (1) IAEC25 250Kw Cooling Unit |  |  | 3400.1
Maintenance Services | WUPGQPMV5-AE-50 | Upgrade from Semi-Annual 5x8 PM to Quarterly 5X8 for (1) IAEC50 500Kw Cooling Unit |  |  | 3993
» Services » On-demand Services
| WUPGQPMV5-UF-00 | Upgrade to provide Quarterly 5X8 Preventive Maintenance Visits |  |  | 2232.45
| WUPGQPMV5X8-AX-00 | Upgrade to provide Quarterly 5X8 Preventive Maintenance Visits |  |  | 2171.95
Maintenance Services » Services » On-demand Services
Maintenance Services | WUPGQPMV7-AE-25 | Upgrade from Semi-Annual 5X8 PM to Quarterly 7X24 for (1) IAEC25 250Kw Cooling Unit |  |  | 6449.3
Maintenance Services | WUPGQPMV7-AE-50 | Upgrade from Semi-Annual 5X8 PM to Quarterly 7X24 for (1) IAEC50 500Kw Cooling Unit |  |  | 8258.25
» Services » On-demand Services
| WUPGQPMV7-UF-00 | Upgrade to provide Quarterly 7X24 Preventive Maintenance Visits |  |  | 3448.5
| WUPGQPMV7X24-AX-00 | 7X24 Scheduling Upgrade from Existing Quarterly Preventive Maintenance Service |  |  | 3351.7
| WUPGSIV7X24-UG-01 | Scheduling Upgrade to 7X24 for Existing Site Inspection Visit for up to 40 kVA UPS |  |  | 750.2
Intervention Services » Services » On-demand Services
Intervention Services | WUPGSIV7X24-UG-02 | Scheduling Upgrade to 7X24 for Existing Site Inspection Visit for 41 to 150 kVA |  |  | 1120.46
Intervention Services | WUPGSIV7X24-UG-03 | Scheduling Upgrade to 7X24 for Existing Site Inspection Visit for 151 to 500 kVA |  |  | 1306.8
Intervention Services | WUPGSIV7X24-UG-04 | Scheduling Upgrade to 7X24 for Existing Site Inspection Visit for 501 kVA or greater |  |  | 1494.35
Maintenance Services » Services » On-demand Services
Maintenance Services | WUPGSPMV7-AE-25 | Upgrade from Semi-Annual 5X8 PM to 7X24 for (1) IAEC25 250Kw Cooling Unit |  |  | 1845.25
Maintenance Services | WUPGSPMV7-AE-50 | Upgrade from Semi-Annual 5X8 PM to 7X24 for (1) IAEC50 500Kw Cooling Unit |  |  | 2595.45
» Services » On-demand Services
| WUPGSPMV7-UF-00 | Upgrade to provide Semi-Annual 7X24 Preventive Maintenance Visits |  |  | 1675.85
Intervention Services » Services » Preventative Maintenance Visit
Intervention Services | WMODFANRPL-MP-11 | SYPX Fan Replace Service for (11) fan kit for SYPM10KF/H type modules ONLY (not High Eff) |  |  | 10750.85
Intervention Services | WMODFANRPL-MP-12 | SYPX Fan Replace Service for (12) fan kit for SYPM10KF/H type modules ONLY (not High Eff) |  |  | 11422.4
» Services » Preventative Maintenance Visit
| WMWFANRPL-MP-100 | Fan Replacement Service for (1) Symmetra SYMF1000K |  |  | 24472.25
| WMWFANRPL-MP-120 | Fan Replacement Service for (1) Symmetra SYMF1200K |  |  | 33486.75
| WMWFANRPL-MP-140 | Fan Replacement Service for (1) Symmetra SYMF1400K |  |  | 35816
| WMWFANRPL-MP-160 | Fan Replacement Service for (1) Symmetra SYMF1600K |  |  | 38151.3
| WMWFANRPL-MP-400 | Fan Replacement Service for (1) Symmetra SYMF400K |  |  | 16086.95
| WMWFANRPL-MP-600 | Fan Replacement Service for (1) Symmetra SYMF600K |  |  | 18422.25
| WMWFANRPL-MP-800 | Fan Replacement Service for (1) Symmetra SYMF800K |  |  | 22136.95
| WQPMV5X8-UF-45 | 1 Year Quarterly PM 5X8 for 1 DX Unisplit Ceiling or Wall Mount Unit - Model 0341 |  |  | 10345.5
| WQPMV5X8-UF-47 | 1 Year Quarterly PM 5X8 for 1 DX Unisplit Ceiling or Wall Mount Unit - Model 0481 |  |  | 11259.05
| WSPMV5X8-UF-45 | 1 Year Semi-annual PM 5X8 for 1 DX Unisplit Ceiling or Wall Mount Unit - Model 0341 |  |  | 6092.35
| WSPMV5X8-UF-47 | 1 Year Semi-annual PM 5X8 for 1 DX Unisplit Ceiling or Wall Mount Unit - Model 0481 |  |  | 6697.35
» Services » Renew MPRS
| WMPRS1-LX-01 | Modular UPS Revitalization Service for (1) Symmetra LX with 1 X SYPM4KP |  |  | 8754.35
| WMPRS1-MP-21 | Modular UPS Revitalization Service for (1) SYPX - ISX 20k A-I-O with 1 X High Efficiency Power Mod |  |  | 24308.9
| WMPRS1-MP-41 | Modular UPS Revitalization Service for (1) Symmetra PX 40kW with 1 X High Efficiency Power Module |  |  | 24992.55
| WMPRS1-MP2-101 | Modular Power Revitalization Service 1 X SYPM10KF2, for Symmetra PX2 100kVA Frame |  |  | 27739.25
| WMPRS10-MP2-110 | Modular Power Revitalization Service 10 X SYPM10KF2, for Symmetra PX2 100kVA Frame |  |  | 74487.6
| WMPRS11-MP2-111 | Modular Power Revitalization Service 11 X SYPM10KF2, for Symmetra PX2 100kVA Frame |  |  | 88045.65
| WMPRS1B-LX-01 | Modular UPS Revitalization Service for (1) Symmetra LX with 1 X SYPM4KP, 2 X SYBT5 |  |  | 9522.7
| WMPRS2-LX-02 | Modular UPS Revitalization Service for (1) Symmetra LX with 2 X SYPM4KP |  |  | 10660.1
| WMPRS2-MP-22 | Modular UPS Revitalization Service for (1) Symmetra PX - ISX 20k A-I-O 40k Frame with 2 X SYPM10KF |  |  | 29693.4
| WMPRS2-MP-42 | Modular UPS Revitalization Service Kit for (1) SYPX 40k Frame with 2 X SYPM10KF |  |  | 30516.2
| WMPRS2-MP2-102 | Modular Power Revitalization Service 2 X SYPM10KF2, for Symmetra PX2 100kVA Frame |  |  | 33014.85
| WMPRS2510-MP-2510 | Modular UPS Revitalization Service for (1) Symmetra PX250 10x SYPM25KD, MBP and Distribution |  |  | 168014.55
| WMPRS254-MP-254 | Modular UPS Revitalization Service for (1) Symmetra PX250 4x SYPM25KD, MBP and Distribution |  |  | 109347.7
| WMPRS255-MP-255 | Modular UPS Revitalization Service for (1) Symmetra PX250 5x SYPM25KD, MBP and Distribution |  |  | 116238.65
| WMPRS256-MP-256 | Modular UPS Revitalization Service for (1) Symmetra PX250 6x SYPM25KD, MBP and Distribution |  |  | 124999.05
| WMPRS257-MP-257 | Modular UPS Revitalization Service for (1) Symmetra PX250 7x SYPM25KD, MBP and Distribution |  |  | 133771.55
| WMPRS258-MP-258 | Modular UPS Revitalization Service for (1) Symmetra PX250 8x SYPM25KD, MBP and Distribution |  |  | 146664.1
| WMPRS259-MP-259 | Modular UPS Revitalization Service for (1) Symmetra PX250 9x SYPM25KD, MBP and Distribution |  |  | 155430.55
| WMPRS2B-LX-02 | Modular UPS Revitalization Service for (1) Symmetra LX with 2 X SYPM4KP, 2 X SYBT5 |  |  | 12214.95
| WMPRS3-LX-03 | Modular UPS Revitalization Service for (1) Symmetra LX with 3 X SYPM4KP |  |  | 12571.9
| WMPRS3-MP-23 | Modular UPS Revitalization Service for (1) SYPX - ISX 20k A-I-O with 3 X High Efficiency Power Mod |  |  | 34678.6
| WMPRS3-MP-43 | Modular UPS Revitalization Service for (1) Symmetra PX 40k Frame with 3 X SYPM10KF |  |  | 36027.75
| WMPRS3-MP2-103 | Modular Power Revitalization Service 3 X SYPM10KF2, for Symmetra PX2 100kVA Frame |  |  | 38078.7
| WMPRS3B-LX-03 | Modular UPS Revitalization Service for (1) Symmetra LX with 3 X SYPM4KP, 3 X SYBT5 |  |  | 14901.15
| WMPRS4-LX-04 | Modular UPS Revitalization Service for (1) Symmetra LX with 4 X SYPM4KP |  |  | 14483.7
| WMPRS4-MP-44 | Modular UPS Revitalization Service for (1) Symmetra PX 40k Frame with 4 X SYPM10KF |  |  | 41539.3
| WMPRS4-MP2-104 | Modular Power Revitalization Service 4 X SYPM10KF2, for Symmetra PX2 100kVA Frame |  |  | 43475.3
| WMPRS4B-LX-04 | Modular UPS Revitalization Service for (1) Symmetra LX with 4 X SYPM4KP, 4 X SYBT5 |  |  | 17587.35
| WMPRS5-LX-05 | Modular UPS Revitalization Service for (1) Symmetra LX with 5 X SYPM4KP |  |  | 16401.55
| WMPRS5-MP-45 | Modular UPS Revitalization Service for (1) Symmetra PX 40k Frame with 5 X SYPM10KF |  |  | 46718.1
| WMPRS5-MP2-105 | Modular Power Revitalization Service 5 X SYPM10KF2, for Symmetra PX2 100kVA Frame |  |  | 48775.1
| WMPRS505-MP-505 | Modular UPS Revitalization Service for (1) Symmetra PX500 5x SYPM25KD, MBP and Distribution |  |  | 121756.25
| WMPRS506-MP-506 | Modular UPS Revitalization Service for (1) Symmetra PX500 6x SYPM25KD, MBP and Distribution |  |  | 130516.65
| WMPRS507-MP-507 | Modular UPS Revitalization Service for (1) Symmetra PX500 7x SYPM25KD, MBP and Distribution |  |  | 139283.1
| WMPRS508-MP-508 | Modular UPS Revitalization Service for (1) Symmetra PX500 8x SYPM25KD, MBP and Distribution |  |  | 152175.65
| WMPRS509-MP-509 | Modular UPS Revitalization Service for (1) Symmetra PX500 9x SYPM25KD, MBP and Distribution |  |  | 160942.1
| WMPRS510-MP-510 | Modular UPS Revitalization Service for (1) Symmetra PX500 10x SYPM25KD, MBP and Distribution |  |  | 188082.4
| WMPRS511-MP-511 | Modular UPS Revitalization Service for (1) Symmetra PX500 11x SYPM25KD, MBP and Distribution |  |  | 197326.8
| WMPRS512-MP-512 | Modular UPS Revitalization Service for (1) Symmetra PX500 12x SYPM25KD, MBP and Distribution |  |  | 218653.05
| WMPRS513-MP-513 | Modular UPS Revitalization Service for (1) Symmetra PX500 13x SYPM25KD, MBP and Distribution |  |  | 227516.3
| WMPRS514-MP-514 | Modular UPS Revitalization Service for (1) Symmetra PX500 14x SYPM25KD, MBP and Distribution |  |  | 226536.2
| WMPRS515-MP-515 | Modular UPS Revitalization Service for (1) Symmetra PX500 15x SYPM25KD, MBP and Distribution |  |  | 235036.45
| WMPRS516-MP-516 | Modular UPS Revitalization Service for (1) Symmetra PX500 16x SYPM25KD, MBP and Distribution |  |  | 253609.95
| WMPRS517-MP-517 | Modular UPS Revitalization Service for (1) Symmetra PX500 17x SYPM25KD, MBP and Distribution |  |  | 261735.1
| WMPRS518-MP-518 | Modular UPS Revitalization Service for (1) Symmetra PX500 18x SYPM25KD, MBP and Distribution |  |  | 257596.9
| WMPRS519-MP-519 | Modular UPS Revitalization Service for (1) Symmetra PX500 19x SYPM25KD, MBP and Distribution |  |  | 261172.45
| WMPRS520-MP-520 | Modular UPS Revitalization Service for (1) Symmetra PX500 20x SYPM25KD, MBP and Distribution |  |  | 274228.35
| WMPRS5B-LX-05 | Modular UPS Revitalization Service for (1) Symmetra LX with 5 X SYPM4KP, 4 X SYBT5 |  |  | 19499.15
| WMPRS6-MP2-106 | Modular Power Revitalization Service 6 X SYPM10KF2, for Symmetra PX2 100kVA Frame |  |  | 54341.1
| WMPRS7-MP2-107 | Modular Power Revitalization Service 7 X SYPM10KF2, for Symmetra PX2 100kVA Frame |  |  | 59532
| WMPRS8-MP2-108 | Modular Power Revitalization Service 8 X SYPM10KF2, for Symmetra PX2 100kVA Frame |  |  | 64698.7
| WMPRS9-MP2-109 | Modular Power Revitalization Service 9 X SYPM10KF2, for Symmetra PX2 100kVA Frame |  |  | 68661.45
| WMPRSMBPB-MBP-01 | Revitalization Service for (1) Symmetra PX250-500 Frame for 3rd party Batts or MBP |  |  | 2123.55
| WMPRSXR8-MP-01 | Modular Power Revitalization Srvc for (1) PX250-500/SYBFXR8 |  |  | 3986.95
| WMPRSXR8-MP-01C | Modular Power Revitalization Srvc for (1) PX40-80/SYCFXR8 |  |  | 4688.75
| WMPRSXR9-MP2-02 | Modular Power Revitalization Srvc for (1) PX100-160/SYCFXR9 |  |  | 3303.3
Intervention Services » Services » Service Plans
Intervention Services | EVNETCOMM1 | (1) Year Commercial Service Plan |  |  | 764.72
Intervention Services | EVNETCOMM2 | (2) Year Commercial Service Plan |  |  | 1150.71
Intervention Services | EVNETCOMM3 | (3) Year Commercial Service Plan |  |  | 1621.4
Intervention Services | EVNETCOMMREN1 | (1) Year Commercial Service Plan Renewal |  |  | 584.43
Intervention Services | EVNETCOMMREN2 | (2) Year Commercial Service Plan Renewal |  |  | 1150.71
Intervention Services | EVNETCOMMREN3 | (3) Year Commercial Service Plan Renewal |  |  | 1621.4
SE Power Partner Systems » Services » Service Plans
SE Power Partner Systems | EVNETSP1 | (1) Year Service Provider Service Plan |  |  | 2159.85
SE Power Partner Systems | EVNETSP2 | (2) Year Service Provider Service Plan |  |  | 3859.9
SE Power Partner Systems | EVNETSP3 | (3) Year Service Provider Service Plan |  |  | 5469.2
SE Power Partner Systems | EVNETSPREN1 | (1) Year Service Provider Service Plan Renewal |  |  | 2159.85
SE Power Partner Systems | EVNETSPREN2 | (2) Year Service Provider Service Plan Renewal |  |  | 3859.9
SE Power Partner Systems | EVNETSPREN3 | (3) Year Service Provider Service Plan Renewal |  |  | 5469.2
» Services » Service Plans
| WADV1PWPM-SU-06 | 1 Year NBD 1P Advantage Plan with (1) Preventive Maintenance Visit for Smart-UPS 8K-10K |  |  | 4169
| WADVPLN1P-SPL-15 | 1 Year Advantage Plan for Li-Ion Smart-UPS L15 |  |  | 2920.5
| WADVPLN1P-SPL-16 | 1 Year Advantage Plan for Li-Ion Smart-UPS L16 |  |  | 3289
| WADVPLN1P-SPL-17 | 1 Year Advantage Plan for Li-Ion Smart-UPS L17 |  |  | 4015
| WADVPLN1P-SPL-18 | 1 Year Advantage Plan for Li-Ion Smart-UPS L18 |  |  | 4790.5
| WADVPLN1P-SU-05 | 1 Year NBD 1P Advantage Plan for Smart-UPS 5K-7K |  |  | 1798.5
| WADVPLN1P-SU-06 | 1 Year NBD 1P Advantage Plan for Smart-UPS 8K-10K |  |  | 2057
| WADVPLN1P-SU-07 | 1 Year NBD 1P Advantage Plan for Smart-UPS 15K |  |  | 2486
| WADVPLN1P-SU-08 | 1 Year NBD 1P Advantage Plan for Smart-UPS 20K |  |  | 3278
| WADVPLN1P-SY-05 | 1 Year NBD 1P Advantage Plan for Symmetra |  |  | 2255
| WADVPLN1P-SY-06 | 1 Year NBD 1P Advantage Plan for Symmetra |  |  | 2535.5
| WADVPLN1P-SY-07 | 1 Year NBD 1P Advantage Plan for Symmetra |  |  | 3102
| WADVPLN1P-SY-08 | 1 Year NBD 1P Advantage Plan for Symmetra |  |  | 3674
Maintenance Services » Services » Service Plans
Maintenance Services | WADVPLUS-AE-25 | (1) Year Advantage Plus Service Plan for (1) IAEC25 250Kw Cooling Unit |  |  | 8387.5
Maintenance Services | WADVPLUS-AE-50 | (1) Year Advantage Plus Service Plan for (1) IAEC50 500Kw Cooling Unit |  |  | 12886.5
» Services » Service Plans
| WADVPLUS-AX-14 | (1) Year Advantage Plus Service Plan for (1) InfraStruXure InRow SC |  |  | 2480.5
| WADVPLUS-AX-15 | (1) Year Advantage Plus Service Plan for (1) In Row ACRD Half Rack 10kw |  |  | 4213
| WADVPLUS-AX-22 | (1) Year Advantage Plus Service Plan for (1) InfraStruXure InRow RP Chilled Water |  |  | 6292
| WADVPLUS-AX-25 | (1) Year Advantage Plus Service Plan for (1) InRoom Chilled Water 28-87kw |  |  | 5445
| WADVPLUS-AX-26 | (1) Year Advantage Plus Service Plan for (1) InfraStruXure InRow RC Chilled Water |  |  | 3151.5
| WADVPLUS-AX-27 | (1) Year Advantage Plus Service Plan for (1) InRoom Chilled Water 87kw |  |  | 6022.5
| WADVPLUS-AX-33 | (1) Year Advantage Plus Service Plan for (1) InRoom DX 0-27kw |  |  | 5879.5
| WADVPLUS-AX-34 | (1) Year Advantage Plus Service Plan for (1) In Row ACRD 300 and 301 Series |  |  | 6908
| WADVPLUS-AX-35 | (1) Year Advantage Plus Service Plan for (1) InRoom DX 28-35kw |  |  | 6099.5
| WADVPLUS-AX-36 | (1) Year Advantage Plus Service Plan for (1) In Row ACRH 301 series |  |  | 8360
| WADVPLUS-AX-37 | (1) Year Advantage Plus Service Plan for InRoom DX 36-61kw |  |  | 7249
| WADVPLUS-AX-39 | (1) Year Advantage Plus Service Plan for (1) InRoom DX 62-87kw |  |  | 7540.5
| WADVPLUS-AX-41 | (1) Year Advantage Plus Service Plan for (1) InfraStruXure InRow 600mm DX Air Cooled |  |  | 5978.5
| WADVPLUS-AX-42 | (1) Year Advantage Plus Service Plan for (1) NetworkAIR FM |  |  | 5505.5
| WADVPLUS-AX-43 | (1) Year Advantage Plus Service Plan for (1) NetworkAIR FM |  |  | 5560.5
| WADVPLUS-AX-44 | (1) Year Advantage Plus Service Plan for (1) NetworkAIR FM |  |  | 5588
| WADVPLUS-AX-45 | (1) Year Advantage Plus Service Plan for (1) NetworkAIR FM |  |  | 7249
| WADVPLUS-AX-60 | (1) Year Advantage Plus Service Plan for High-Density Cooling Enclosure |  |  | 4939
| WADVPLUS-AX-70 | (1) Year Advantage Plus Service Plan for (1) R134A Pumped Refrigerant Distribution Unit (RDU) |  |  | 3415.5
| WADVPLUS-AX-73 | (1) Year Advantage Plus Service Plan for (1) R134A Pumped Refrigerant InRow Unit (ACOA or ACRA) |  |  | 2574
| WADVPLUS-AX-80 | (1) Year Advantage Plus Service Plan for (1) Modular Cooling Frame (ACECFR20XXX or ACECFR40XXX) |  |  | 5461.5
| WADVPLUS-AX-81 | (1) Year Advantage Plus Service Plan for (1) Air Side Economizer Module with DX |  |  | 5214
| WADVPLUS-CM-15 | (1) Year Advantage Plus Service Plan for (1) Comet 100 to 150 kVA UPS |  |  | 10538
| WADVPLUS-CM-50 | (1) Year Advantage Plus Service Plan for (1) Comet 40 to 50 kVA UPS |  |  | 8844
| WADVPLUS-CM-80 | (1) Year Advantage Plus Service Plan for (1) Comet 65 to 80 kVA UPS |  |  | 8844
| WADVPLUS-E2-02 | (1) Year Advantage Plus Service Plan for (1) EPS 2000 10 to 20 kVA UPS |  |  | 11088
| WADVPLUS-E2-04 | (1) Year Advantage Plus Service Plan for (1) EPS 2000 30 to 40 kVA UPS |  |  | 11088
| WADVPLUS-E2-08 | (1) Year Advantage Plus Service Plan for (1) EPS 2000 60 to 80 kVA UPS |  |  | 11088
| WADVPLUS-E2-12 | (1) Year Advantage Plus Service Plan for (1) EPS 2000 100 to 125 kVA UPS |  |  | 11088
| WADVPLUS-E3-18 | (1) Year Advantage Plus Service Plan for (1) EPS 3000 12 - 18 kVA UPS |  |  | 11418
| WADVPLUS-E3-36 | (1) Year Advantage Plus Service Plan for (1) EPS 3000 24 - 36 kVA UPS |  |  | 11418
| WADVPLUS-E6-22 | (1) Year Advantage Plus Service Plan for (1) EPS 6000 150 to 225 kVA UPS |  |  | 10631.5
| WADVPLUS-E6-37 | (1) Year Advantage Plus Service Plan for (1) EPS 6000 300 to 375 kVA UPS |  |  | 10263
| WADVPLUS-E6-62 | (1) Year Advantage Plus Service Plan for (1) EPS 6000 500 to 625 kVA UPS |  |  | 15928
| WADVPLUS-E6-80 | (1) Year Advantage Plus Service Plan for (1) EPS 6000 750 to 800 kVA UPS |  |  | 16478
| WADVPLUS-E7-50 | (1) Year Advantage Plus Service Plan for (1) EPS 7000 300 to 500 kVA UPS |  |  | 12639
| WADVPLUS-E8-10 | (1) Year Advantage Plus Service Plan for (1) EPS 8000 1000 kVA UPS |  |  | 13722.5
| WADVPLUS-E8-11 | (1) Year Advantage Plus Service Plan for (1) EPS 8000 1100 to 1125 kVA UPS |  |  | 13805
| WADVPLUS-E8-62 | (1) Year Advantage Plus Service Plan for (1) EPS 8000 555 kVA UPS |  |  | 10483
| WADVPLUS-E8-80 | (1) Year Advantage Plus Service Plan for (1) EPS 8000 625 to 800 kVA UPS |  |  | 11737
| WADVPLUS-ES-60 | (1) Year Advantage Plus Service Plan for (1) Epsilon 200 to 600A |  |  | 5560.5
| WADVPLUS-EZU-15 | (1) Yr Advantage Plus Service Plan for (1) Easy UPS 3S UL 10-15kVA UPS |  |  | 6633
| WADVPLUS-EZU-20 | (1) Yr Advantage Plus Service Plan for (1) Easy UPS 3S UL 20kVA UPS |  |  | 6781.5
| WADVPLUS-EZU-30 | (1) Yr Advantage Plus Service Plan for (1) Easy UPS 3S UL 30kVA UPS |  |  | 6935.5
| WADVPLUS-EZU-40 | (1) Yr Advantage Plus Service Plan for (1) Easy UPS 3S UL 40kVA UPS |  |  | 7084
| WADVPLUS-G3-21 | (1) Year Advantage Plus Service Plan for (1) Galaxy 3500 or SUVT 10-15 kVA UPS |  |  | 3151.5
| WADVPLUS-G3-22 | (1) Year Advantage Plus Service Plan for (1) Galaxy 3500 or SUVT 20 kVA UPS |  |  | 3971
| WADVPLUS-G3-23 | (1) Year Advantage Plus Service Plan for (1) Galaxy 3500 or SUVT 30 kVA UPS |  |  | 4532
| WADVPLUS-G3-24 | (1) Year Advantage Plus Service Plan for (1) Galaxy 3500 or SUVT 40 kVA UPS |  |  | 4796
Maintenance Services » Services » Service Plans
Maintenance Services | WADVPLUS-G3-28 | (1) Year Advantage Plus Service Plan for (1) Galaxy 3500 or SUVT 80 kVA UPS |  |  | 5577
» Services » Service Plans
| WADVPLUS-G4-50 | (1) Year Advantage Plus Service Plan for (1) Galaxy 4000 40 to 50 kVA UPS |  |  | 5577
| WADVPLUS-G4-75 | (1) Year Advantage Plus Service Plan for (1) Galaxy 4000 65 to 75 kVA UPS |  |  | 6039
| WADVPLUS-G5-13 | (1) Year Advantage Plus Service Plan for (1) Galaxy 5000/5500 81 to 130 kVA UPS |  |  | 7155.5
| WADVPLUS-G5-81 | (1) Year Advantage Plus Service Plan for (1) Galaxy 5000/5500 41 to 80 kVA UPS |  |  | 5995
| WADVPLUS-GP-12 | (1) Year Advantage Plus Service Plan for (1) Galaxy PW or PWI 80 to 130 kVA UPS |  |  | 7353.5
| WADVPLUS-GP-15 | (1) Year Advantage Plus Service Plan for (1) Galaxy PW 150 or 180 or PWI 160kVA UPS |  |  | 7645
| WADVPLUS-GP-20 | (1) Year Advantage Plus Service Plan for (1) Galaxy PW 160 or 200 or PWI 200 kVA UPS |  |  | 8778
| WADVPLUS-GP-22 | (1) Year Advantage Plus Service Plan for (1) Galaxy PW 225 kVA UPS |  |  | 8778
| WADVPLUS-GT-100 | (1) Year Advantage PLUS Service Plan for (1) PXC 100 kVA UPS |  |  | 8096
| WADVPLUS-GT-20 | (1) Year Advantage PLUS Service Plan for (1) PXC 10 - 25 kVA UPS |  |  | 7018
| WADVPLUS-GT-40 | (1) Year Advantage PLUS Service Plan for (1) PXC 30 - 40 kVA UPS |  |  | 7287.5
| WADVPLUS-GT-60 | (1) Year Advantage PLUS Service Plan for (1) PXC 50 - 60 kVA UPS |  |  | 7557
| WADVPLUS-GT-80 | (1) Year Advantage PLUS Service Plan for (1) PXC 75 - 80 kVA UPS |  |  | 7821
| WADVPLUS-MW-09 | (1) Year Advantage Plus Service Plan for (1) Symmetra MW 400kVA |  |  | 9454.5
| WADVPLUS-MW-10 | (1) Year Advantage Plus Service Plan for (1) Symmetra MW 600kVA |  |  | 11561
| WADVPLUS-MW-11 | (1) Year Advantage Plus Service Plan for (1) Symmetra MW 800kVA |  |  | 13392.5
| WADVPLUS-MW-12 | (1) Year Advantage Plus Service Plan for (1) Symmetra MW 1000kVA |  |  | 15510
| WADVPLUS-MW-13 | (1) Year Advantage Plus Service Plan for (1) Symmetra MW 1200kVA |  |  | 17556
| WADVPLUS-MW-14 | (1) Year Advantage Plus Service Plan for (1) Symmetra MW 1400kVA |  |  | 18458
| WADVPLUS-MW-15 | (1) Year Advantage Plus Service Plan for (1) Symmetra MW 1600kVA |  |  | 19189.5
| WADVPLUS-NX-81 | (1) Year Advantage Plus Service Plan for (1) SY 100 to 250 kVA UPS, (2) XR Frames and PDU |  |  | 13447.5
| WADVPLUS-NX-82 | (1) Year Advantage Plus Service Plan for (1) SY 200 kVA UPS, (2) XR Frames and PDU |  |  | 15636.5
| WADVPLUS-NX-83 | 1 Year Advantage Plus Service Plan for (1) External Battery Frame for Symmetra 250/500 kW |  |  | 1969
| WADVPLUS-NX-84 | (1) Year Advantage Plus Service Plan for (1) SY 250 kVA UPS, (2) XR Frames and PDU |  |  | 16852
| WADVPLUS-NX-85 | (1) Year Advantage Plus Service Plan for (1) SY 300 kVA UPS, (4) XR Frames and PDU |  |  | 18172
| WADVPLUS-NX-86 | (1) Year Advantage Plus Service Plan for (1) SY 400 kVA UPS, (4) XR Frames and PDU |  |  | 20273
| WADVPLUS-NX-87 | (1) Year Advantage Plus Service Plan for (1) SY 500 kVA UPS, (4) XR Frames and PDU |  |  | 23452
| WADVPLUS-PD-20 | (1) Year Advantage Plus Service Plan for (1) 5U Rack Distribution Panel |  |  | 1069.2
| WADVPLUS-PD-30 | (1) Yr Advantage Plus Service Plan for (1) 1/2 Rack Remote or (1) Modular Power Panel |  |  | 2046
| WADVPLUS-PD-50 | (1) Year Advantage Plus Service Plan for (1) InfraStruxure 60kVA / 150kVA PDU |  |  | 2838
| WADVPLUS-PM-30 | (1) Year Advantage Plus Service Plan for (1) PMM 30 to 300 Amp |  |  | 2651
Maintenance Services » Services » Service Plans
Maintenance Services | WADVPLUS-PM-40 | (1) Year Advantage Plus Service Plan for (1) PMM 400 or 500 |  |  | 3580.5
» Services » Service Plans
| WADVPLUS-PM-50 | (1) Year Advantage Plus Service Plan for (1) Galaxy RPP 250 or 400 A |  |  | 2651
| WADVPLUS-PM-60 | (1) Year Advantage Plus Service Plan for (1) ANRD PMM 75 to 300 kVA |  |  | 3052.5
| WADVPLUS-PM-80 | (1) Year Advantage Plus Service Plan for (1) ANRD PMM 600 to 1200 kVA |  |  | 4125
| WADVPLUS-PX-21 | (1) Year Advantage Plus Service Plan for (1) Symmetra PX UPS 10kVA 40 and/or PDU |  |  | 4587
| WADVPLUS-PX-22 | (1) Year Advantage Plus Service Plan for (1) Symmetra PX UPS 20kVA 40 and/or PDU |  |  | 4895
| WADVPLUS-PX-23 | (1) Year Advantage Plus Service Plan for (1) Symmetra PX UPS 30kVA 40 and/or PDU |  |  | 5197.5
| WADVPLUS-PX-24 | (1) Year Advantage Plus Service Plan for (1) Symmetra PX UPS 40kVA 40 and/or PDU |  |  | 5346
| WADVPLUS-PX-31 | (1) Year Advantage Plus Service Plan for (1) Symmetra PX UPS 10kVA 80 or 100 frame UPS and/or PDU |  |  | 5654
| WADVPLUS-PX-32 | (1) Year Advantage Plus Service Plan for (1) Symmetra PX UPS 20kVA 80 or 100 frame UPS and/or PDU |  |  | 5896
| WADVPLUS-PX-33 | (1) Year Advantage Plus Service Plan for (1) Symmetra PX UPS 30kVA 80 or 100 frame UPS and/or PDU |  |  | 6325
| WADVPLUS-PX-34 | (1) Year Advantage Plus Service Plan for (1) Symmetra PX UPS 40kVA 80 or 100 frame UPS and/or PDU |  |  | 6721
| WADVPLUS-PX-35 | (1) Year Advantage Plus Service Plan for (1) Symmetra PX UPS 50kVA 80 or 100 frame UPS and/or PDU |  |  | 7155.5
| WADVPLUS-PX-36 | (1) Year Advantage Plus Service Plan for (1) Symmetra PX UPS 60kVA 80 or 100 frame UPS and/or PDU |  |  | 7557
| WADVPLUS-PX-37 | (1) Year Advantage Plus Service Plan for (1) Symmetra PX UPS 70kVA 80 or 100 frame UPS and/or PDU |  |  | 7969.5
| WADVPLUS-PX-38 | (1) Year Advantage Plus Service Plan for (1) Symmetra PX UPS 80kVA 80 or 100 frame UPS and/or PDU |  |  | 8404
| WADVPLUS-PX-40 | (1) Year Advantage Plus Service Plan for (1) PX RDP |  |  | 1512.5
| WADVPLUS-SL-10 | (1) Year Advantage Plus Service Plan for (1) Silcon 10 to 15 kVA |  |  | 3267
| WADVPLUS-SL-12 | (1) Year Advantage Plus Service Plan for (1) Silcon 60kVA |  |  | 6127
| WADVPLUS-SL-14 | (1) Year Advantage Plus Service Plan for (1) Silcon 120kVA |  |  | 10285
| WADVPLUS-SL-15 | (1) Year Advantage Plus Service Plan for (1) Silcon 160kVA |  |  | 11709.5
| WADVPLUS-UF-21 | 1 Year Advantage Plus Service Plan for CW LE Model 0600 thru 1400 |  |  | 6204
| WADVPLUS-UF-22 | 1 Year Advantage Plus Service Plan for CW LE Model 1700 thru 2900 |  |  | 6363.5
| WADVPLUS-UF-23 | 1 Year Advantage Plus Service Plan for 1 CW LE Model 3400 thru 4600 |  |  | 6534
| WADVPLUS-UF-24 | 1 Year Advantage Plus Service Plan for 1 CW LE Model 4800 thru 5300 |  |  | 6990.5
| WADVPLUS-UF-31 | 1 Year Advantage Plus Service Plan for 1 DX LE Model 0511 thru 0611 |  |  | 4482.5
| WADVPLUS-UF-32 | 1 Year Advantage Plus Service Plan for 1 DX LE Model 0721 thru 0921 |  |  | 5027
| WADVPLUS-UF-33 | 1 Year Advantage Plus Service Plan for 1 DX LE Model 1422 thru 1822 |  |  | 5131.5
| WADVPLUS-UF-34 | 1 Year Advantage Plus Service Plan for 1 DX LE Max Model 2222 thru 3342 |  |  | 5709
| WADVPLUS-UF-45 | 1 Year Advantage Plus Service Plan for 1 DX Unisplit Ceiling or Wall Mount Unit - Model 0341 |  |  | 7315
| WADVPLUS-UF-47 | 1 Year Advantage Plus Service Plan for 1 DX Unisplit Ceiling or Wall Mount Unit - Model 0481 |  |  | 8035.5
| WADVPLUS-VL-200 | (1) Yr Advantage Plus Service Plan for (1) Galaxy VL 200kW UPS |  |  | 8068.5
| WADVPLUS-VL-300 | (1) Yr Advantage Plus Service Plan for (1) Galaxy VL 300kW UPS |  |  | 8431.5
| WADVPLUS-VL-400 | (1) Yr Advantage Plus Service Plan for (1) Galaxy VL 400kW UPS |  |  | 8794.5
| WADVPLUS-VL-500 | (1) Yr Advantage Plus Service Plan for (1) Galaxy VL 500kW UPS |  |  | 9152
| WADVPLUS-VM-18 | (1) Yr Advantage Plus Service Plan for Galaxy VM 160 to 181kVA UPS, Single or Parrallel Config |  |  | 7452.5
| WADVPLUS-VM-25 | (1) Yr Advantage Plus Service Plan for Galaxy VM 200 to 226kVA UPS, Single or Parallel Config |  |  | 7678
| WADVPLUS-VS1-A15 | (1) Yr Advantage Plus Service Plan for (1) Galaxy VS 10 to 15kW 208V UPS |  |  | 4455
| WADVPLUS-VS1-A25 | (1) Yr Advantage Plus Service Plan for (1) Galaxy VS 20 to 25kW UPS |  |  | 4455
| WADVPLUS-VS1-A30 | (1) Yr Advantage Plus Service Plan for (1) Galaxy VS 30kW UPS |  |  | 4455
| WADVPLUS-VS1-A40 | (1) Yr Advantage Plus Service Plan for (1) Galaxy VS 40kW UPS |  |  | 4455
| WADVPLUS-VS1-A50 | (1) Yr Advantage Plus Service Plan for (1) Galaxy VS 50kW 400 or 480V UPS |  |  | 4455
| WADVPLUS-VS2-A100 | (1) Yr Advantage Plus Service Plan for (1) Galaxy VS 80 to 100kW UPS |  |  | 4735.5
Maintenance Services » Services » Service Plans
Maintenance Services | WADVPLUS-VS2-A40 | (1) Yr Advantage Plus Service Plan for (1) Galaxy VS 10 to 15kW UPS |  |  | 4873
» Services » Service Plans
| WADVPLUS-VS2-A41 | (1) Yr Advantage Plus Service Plan for (1) Galaxy VS 20 to 25kW UPS |  |  | 4873
| WADVPLUS-VS2-A50 | (1) Yr Advantage Plus Service Plan for (1) Galaxy VS 30 to 50kW 208V UPS |  |  | 4735.5
| WADVPLUS-VS2-A60 | (1) Yr Advantage Plus Service Plan for (1) Galaxy VS 60kW UPS |  |  | 4735.5
| WADVPLUS-VS3-A150 | (1) Yr Advantage Plus Service Plan for (1) Galaxy VS 100 to 150kVA UPS |  |  | 5731
| WADVPLUS-VS3-A75 | (1) Yr Advantage Plus Service Plan for (1) Galaxy VS 60 to 80kVA UPS |  |  | 5445
| WADVPLUS-VX-100 | (1) Yr Advantage Plus Service Plan for (1) Galaxy VX 1000kVA UPS |  |  | 11797.5
| WADVPLUS-VX-101 | (1) Yr Advantage Plus Service Plan for (1) Galaxy VX 1000kVA N+1 Redundant UPS |  |  | 12699.5
| WADVPLUS-VX-102 | (1) Yr Advantage Plus Service Plan for (1) Galaxy VX 1000 Scalable to 1250kVA UPS |  |  | 13156
| WADVPLUS-VX-103 | (1) Yr Advantage Plus Service Plan for (1) Galaxy VX 1000 Scalable to 1500kVA UPS |  |  | 13607
| WADVPLUS-VX-120 | (1) Yr Advantage Plus Service Plan for (1) Galaxy VX 1250kVA UPS |  |  | 13156
| WADVPLUS-VX-121 | (1) Yr Advantage Plus Service Plan for (1) Galaxy VX 1250kVA N+1 Redundant UPS |  |  | 13607
| WADVPLUS-VX-122 | (1) Yr Advantage Plus Service Plan for (1) Galaxy VX 1250 Scalable to 1500kVA UPS |  |  | 14058
| WADVPLUS-VX-150 | (1) Yr Advantage Plus Service Plan for (1) Galaxy VX 1500kVA UPS |  |  | 14520
| WADVPLUS-VX-151 | (1) Yr Advantage Plus Service Plan for (1) Galaxy VX 1500kVA N+1 Redundant UPS |  |  | 14971
| WADVPLUS-VX-50 | (1) Yr Advantage Plus Service Plan for (1) Galaxy VX 500 Scalable to 750kVA UPS |  |  | 7777
| WADVPLUS-VX-51 | (1) Yr Advantage Plus Service Plan for (1) Galaxy VX 500kVA UPS |  |  | 7260
| WADVPLUS-VX-52 | (1) Yr Advantage Plus Service Plan for (1) Galaxy VX 500kVA N+1 Redundant UPS |  |  | 10433.5
| WADVPLUS-VX-53 | (1) Yr Advantage Plus Service Plan for (1) Galaxy VX 500 Scalable to 1000kVA UPS |  |  | 7260
| WADVPLUS-VX-54 | (1) Yr Advantage Plus Service Plan for (1) Galaxy VX 500 Scalable to 1250kVA UPS |  |  | 7260
| WADVPLUS-VX-55 | (1) Yr Advantage Plus Service Plan for (1) Galaxy VX 500 Scalable to 1500kVA UPS |  |  | 7260
| WADVPLUS-VX-62 | (1) Yr Advantage Plus Service Plan for (1) Galaxy VX 625kVA UPS |  |  | 8508.5
| WADVPLUS-VX-63 | (1) Yr Advantage Plus Service Plan for (1) Galaxy VX 625kVA N+1 Redundant UPS |  |  | 10692
Maintenance Services » Services » Service Plans
Maintenance Services | WADVPLUS-VX-64 | (1) Yr Advantage Plus Service Plan for (1) Galaxy VX 625 Scalable to 1000kVA UPS |  |  | 8162
» Services » Service Plans
| WADVPLUS-VX-75 | (1) Yr Advantage Plus Service Plan for (1) Galaxy VX 750kVA UPS |  |  | 10939.5
| WADVPLUS-VX-76 | (1) Yr Advantage Plus Service Plan for (1) Galaxy VX 750kVA N+1 Redundant UPS |  |  | 11181.5
| WADVPLUS-VX-77 | (1) Yr Advantage Plus Service Plan for (1) Galaxy VX 750 Scalable to 1000kVA UPS |  |  | 10433.5
| WADVPLUS-VX-78 | (1) Yr Advantage Plus Service Plan for (1) Galaxy VX 750 Scalable to 1250kVA UPS |  |  | 10433.5
| WADVPLUS-VX-79 | (1) Yr Advantage Plus Service Plan for (1) Galaxy VX 750 Scalable to 1500kVA UPS |  |  | 10433.5
| WADVPLUS1AISP-01 | Advantage Plus Service Plan for All-In-One with Easy 3S, DX cooling, up to 20KW |  |  | 33099
| WADVPLUS1AISP-02 | Advantage Plus Service Plan for All-In-One with Easy 3S, DX cooling, up to 40KW |  |  | 35530
| WADVPLUS1BISP-01 | Advantage Plus Service Plan for All-In-One with Easy 3S, CW cooling, up to 20KW |  |  | 17160
| WADVPLUS1BISP-02 | Advantage Plus Service Plan for All-In-One with Easy 3S, CW cooling, up to 40KW |  |  | 19354.5
| WADVPLUS2AISP-01 | Advantage Plus Service Plan for All-In-One with Symmetra PX, DX cooling, up to 20KW |  |  | 28523
| WADVPLUS2AISP-02 | Advantage Plus Service Plan for All-In-One with Symmetra PX, DX cooling, up to 40KW |  |  | 35986.5
| WADVPLUS2AISP-03 | Advantage Plus Service Plan for All-In-One with Symmetra PX, DX cooling, up to 60KW |  |  | 32664.5
| WADVPLUS2AISP-04 | Advantage Plus Service Plan for All-In-One with Symmetra PX, DX cooling, up to 80KW |  |  | 39974
| WADVPLUS2AISP-05 | Advantage Plus Service Plan for All-In-One with Symmetra PX, DX cooling, up to 100KW |  |  | 45127.5
| WADVPLUS2AISP-06 | Advantage Plus Service Plan for All-In-One with Symmetra PX, DX cooling, up to 120KW |  |  | 48169
| WADVPLUS2AISP-07 | Advantage Plus Service Plan for All-In-One with Symmetra PX, DX cooling, up to 140KW |  |  | 48169
| WADVPLUS2AISP-08 | Advantage Plus Service Plan for All-In-One with Symmetra PX, DX cooling, up to 160KW |  |  | 54257.5
| WADVPLUS2BISP-01 | Advantage Plus Service Plan for All-In-One with Symmetra PX, CW cooling, up to 20KW |  |  | 21483
| WADVPLUS2BISP-02 | Advantage Plus Service Plan for All-In-One with Symmetra PX, CW cooling, up to 40KW |  |  | 22495
| WADVPLUS2BISP-03 | Advantage Plus Service Plan for All-In-One with Symmetra PX, CW cooling, up to 60KW |  |  | 28600
| WADVPLUS2BISP-04 | Advantage Plus Service Plan for All-In-One with Symmetra PX, CW cooling, up to 80KW |  |  | 28132.5
| WADVPLUS2BISP-05 | Advantage Plus Service Plan for All-In-One with Symmetra PX, CW cooling, up to 100KW |  |  | 28132.5
| WADVPLUS2BISP-06 | Advantage Plus Service Plan for All-In-One with Symmetra PX, CW cooling, up to 120KW |  |  | 29738.5
| WADVPLUS2BISP-07 | Advantage Plus Service Plan for All-In-One with Symmetra PX, CW cooling, up to 140KW |  |  | 31333.5
| WADVPLUS2BISP-08 | Advantage Plus Service Plan for All-In-One with Symmetra PX, CW cooling, up to 160KW |  |  | 38533
| WADVPLUS3AISP-01 | Advantage Plus Service Plan for All-In-One with Galaxy VS, DX cooling, up to 20KW |  |  | 30200.5
| WADVPLUS3AISP-02 | Advantage Plus Service Plan for All-In-One with Galaxy VS, DX cooling, up to 40KW |  |  | 35986.5
| WADVPLUS3AISP-03 | Advantage Plus Service Plan for All-In-One with Galaxy VS, DX cooling, up to 60KW |  |  | 34584
| WADVPLUS3AISP-04 | Advantage Plus Service Plan for All-In-One with Galaxy VS, DX cooling, up to 80KW |  |  | 39396.5
| WADVPLUS3AISP-05 | Advantage Plus Service Plan for All-In-One with Galaxy VS, DX cooling, up to 100KW |  |  | 40612
| WADVPLUS3AISP-06 | Advantage Plus Service Plan for All-In-One with Galaxy VS, DX cooling, up to 120KW |  |  | 45760
| WADVPLUS3AISP-07 | Advantage Plus Service Plan for All-In-One with Galaxy VS, DX cooling, up to 140KW |  |  | 43351
| WADVPLUS3BISP-01 | Advantage Plus Service Plan for All-In-One with Galaxy VS, CW cooling, up to 20KW |  |  | 17457
| WADVPLUS3BISP-02 | Advantage Plus Service Plan for All-In-One with Galaxy VS, CW cooling, up to 40KW |  |  | 20427
| WADVPLUS3BISP-03 | Advantage Plus Service Plan for All-In-One with Galaxy VS, CW cooling, up to 60KW |  |  | 23991
| WADVPLUS3BISP-04 | Advantage Plus Service Plan for All-In-One with Galaxy VS, CW cooling, up to 80KW |  |  | 23446.5
| WADVPLUS3BISP-05 | Advantage Plus Service Plan for All-In-One with Galaxy VS, CW cooling, up to 100KW |  |  | 24387
| WADVPLUS3BISP-06 | Advantage Plus Service Plan for All-In-One with Galaxy VS, CW cooling, up to 120KW |  |  | 35678.5
| WADVPLUS3BISP-07 | Advantage Plus Service Plan for All-In-One with Galaxy VS, CW cooling, up to 140KW |  |  | 41772.5
| WADVPLUS4AISP-03 | Advantage Plus Service Plan for All-In-One with Easy 3M, DX cooling, up to 60KW |  |  | 36069
| WADVPLUS4AISP-04 | Advantage Plus Service Plan for All-In-One with Easy3M, DX cooling, up to 80KW |  |  | 41013.5
| WADVPLUS4AISP-05 | Advantage Plus Service Plan for All-In-One with Easy 3M, DX cooling, up to 100KW |  |  | 40199.5
| WADVPLUS4AISP-06 | Advantage Plus Service Plan for All-In-One with Easy 3M, DX cooling, up to 120KW |  |  | 45325.5
| WADVPLUS4AISP-07 | Advantage Plus Service Plan for All-In-One with Easy 3M, DX cooling, up to 140KW |  |  | 45325.5
| WADVPLUS4AISP-08 | Advantage Plus Service Plan for All-In-One with Easy 3M, DX cooling, up to 160KW |  |  | 53801
| WADVPLUS4AISP-09 | Advantage Plus Service Plan for All-In-One with Easy 3M, DX cooling, up to 180KW |  |  | 57304.5
| WADVPLUS4AISP-10 | Advantage Plus Service Plan for All-In-One with Easy 3M, DX cooling, up to 200KW |  |  | 64762.5
| WADVPLUS4BISP-03 | Advantage Plus Service Plan for All-In-One with Easy 3M, CW cooling, up to 60KW |  |  | 23160.5
| WADVPLUS4BISP-04 | Advantage Plus Service Plan for All-In-One with Easy 3M, CW cooling, up to 80KW |  |  | 25635.5
| WADVPLUS4BISP-05 | Advantage Plus Service Plan for All-In-One with Easy 3M, CW cooling, up to 100KW |  |  | 33720.5
| WADVPLUS4BISP-06 | Advantage Plus Service Plan for All-In-One with Easy 3M, CW cooling, up to 120KW |  |  | 35266
| WADVPLUS4BISP-07 | Advantage Plus Service Plan for All-In-One with Easy 3M, CW cooling, up to 140KW |  |  | 39253.5
| WADVPLUS4BISP-08 | Advantage Plus Service Plan for All-In-One with Easy 3M, CW cooling, up to 160KW |  |  | 35783
| WADVPLUS4BISP-09 | Advantage Plus Service Plan for All-In-One with Easy 3M, CW cooling, up to 180KW |  |  | 34919.5
| WADVPLUS4BISP-10 | Advantage Plus Service Plan for All-In-One with Easy 3M, CW cooling, up to 200KW |  |  | 39891.5
| WADVPLUS6APSP-13 | Advantage Plus Service Plan for Power Module with Galaxy VL, DX cooling, up to 250KW |  |  | 30926.5
| WADVPLUS6APSP-14 | Advantage Plus Service Plan for Power Module with Galaxy VL, DX cooling, up to 500KW |  |  | 36718
| WADVPLUS6APSP-15 | Advantage Plus Service Plan for Power Module with Galaxy VL, DX cooling, up to 750KW |  |  | 54659
| WADVPLUS6APSP-16 | Advantage Plus Service Plan for Power Module with Galaxy VL, DX cooling, up to 1000KW |  |  | 60874
| WADVPLUS6APSP-17 | Advantage Plus Service Plan for Power Module with Galaxy VL, DX cooling, up to 1250KW |  |  | 73326
| WADVPLUS6APSP-18 | Advantage Plus Service Plan for Power Module with Galaxy VL, DX cooling, up to 1500KW |  |  | 78402.5
| WADVPLUS6APSP-19 | Advantage Plus Service Plan for Power Module with Galaxy VL, DX cooling, up to 1750KW |  |  | 76939.5
| WADVPLUS6APSP-20 | Advantage Plus Service Plan for Power Module with Galaxy VL, DX cooling, up to 2000KW |  |  | 82423
| WADVPLUS6CPSP-13 | Advantage Plus Service Plan for Power Module with Galaxy VL, CRAC cooling, up to 250KW |  |  | 30101.5
| WADVPLUS6CPSP-14 | Advantage Plus Service Plan for Power Module with Galaxy VL, DX cooling, up to 500KW |  |  | 31427
| WADVPLUS6CPSP-15 | Advantage Plus Service Plan for Power Module with Galaxy VL, CRAC cooling, up to 750KW |  |  | 35123
| WADVPLUS6CPSP-16 | Advantage Plus Service Plan for Power Module with Galaxy VL, CRAC cooling, up to 1000KW |  |  | 36448.5
| WADVPLUS6CPSP-17 | Advantage Plus Service Plan for Power Module with Galaxy VL, CRAC cooling, up to 1250KW |  |  | 38956.5
| WADVPLUS6CPSP-18 | Advantage Plus Service Plan for Power Module with Galaxy VL, CRAC cooling, up to 1500KW |  |  | 40672.5
| WADVPLUS6CPSP-19 | Advantage Plus Service Plan for Power Module with Galaxy VL, CRAC cooling, up to 1750KW |  |  | 52294
| WADVPLUS6CPSP-20 | Advantage Plus Service Plan for Power Module with Galaxy VL, CRAC cooling, up to 2000KW |  |  | 55220
| WADVPLUS7APSP-13 | Advantage Plus Service Plan for Power Module with Galaxy VX, DX cooling, up to 250KW |  |  | 30299.5
| WADVPLUS7APSP-14 | Advantage Plus Service Plan for Power Module with Galaxy VX, DX cooling, up to 500KW |  |  | 38362.5
| WADVPLUS7APSP-15 | Advantage Plus Service Plan for Power Module with Galaxy VX, DX cooling, up to 750KW |  |  | 48829
| WADVPLUS7APSP-16 | Advantage Plus Service Plan for Power Module with Galaxy VX, DX cooling, up to 1000KW |  |  | 52893.5
| WADVPLUS7APSP-17 | Advantage Plus Service Plan for Power Module with Galaxy VX, DX cooling, up to 1250KW |  |  | 64625
| WADVPLUS7APSP-18 | Advantage Plus Service Plan for Power Module with Galaxy VX, DX cooling, up to 1500KW |  |  | 71115
| WADVPLUS7APSP-19 | Advantage Plus Service Plan for Power Module with Galaxy VX, DX cooling, up to 1750KW |  |  | 77550
| WADVPLUS7APSP-20 | Advantage Plus Service Plan for Power Module with Galaxy VX, DX cooling, up to 2000KW |  |  | 83028
| WADVPLUS7CPSP-13 | Advantage Plus Service Plan for Power Module with Galaxy VX, CRAC cooling, up to 250KW |  |  | 31421.5
| WADVPLUS7CPSP-14 | Advantage Plus Service Plan for Power Module with Galaxy VX, DX cooling, up to 500KW |  |  | 34001
| WADVPLUS7CPSP-15 | Advantage Plus Service Plan for Power Module with Galaxy VX, CRAC cooling, up to 750KW |  |  | 35717
| WADVPLUS7CPSP-16 | Advantage Plus Service Plan for Power Module with Galaxy VX, CRAC cooling, up to 1000KW |  |  | 35612.5
| WADVPLUS7CPSP-17 | Advantage Plus Service Plan for Power Module with Galaxy VX, CRAC cooling, up to 1250KW |  |  | 38362.5
| WADVPLUS7CPSP-18 | Advantage Plus Service Plan for Power Module with Galaxy VX, CRAC cooling, up to 1500KW |  |  | 38159
| WADVPLUS7CPSP-19 | Advantage Plus Service Plan for Power Module with Galaxy VX, CRAC cooling, up to 1750KW |  |  | 42889
| WADVPLUS7CPSP-20 | Advantage Plus Service Plan for Power Module with Galaxy VX, CRAC cooling, up to 2000KW |  |  | 48746.5
| WADVPRIME-AE-25 | (1) Year Advantage Prime Service Plan for (1) IAEC25 250Kw Cooling Unit |  |  | 14767.5
| WADVPRIME-AE-50 | (1) Year Advantage Prime Service Plan for (1) IAEC50 500Kw Cooling Unit |  |  | 24244
| WADVPRIME-AX-14 | (1) Year Advantage Prime Service Plan for (1) InfraStruXure InRow SC |  |  | 3096.5
| WADVPRIME-AX-15 | (1) Year Advantage Prime Service Plan for (1) In Row ACRD Half Rack 10kw |  |  | 5890.5
| WADVPRIME-AX-22 | (1) Year Advantage Prime Service Plan for (1) InfraStruXure InRow RP Chilled Water |  |  | 6897
| WADVPRIME-AX-23 | (1) Year Advantage Prime Service Plan for NetworkAIR CW >87 kW |  |  | 7661.5
| WADVPRIME-AX-25 | (1) Year Advantage Prime Service Plan for (1) InRoom Chilled Water 28-87kw |  |  | 6198.5
| WADVPRIME-AX-26 | (1) Year Advantage Prime Service Plan for (1) InfraStruXure InRow RC Chilled Water |  |  | 3767.5
| WADVPRIME-AX-27 | (1) Year Advantage Prime Service Plan for (1) InRoom Chilled Water 87kw |  |  | 6847.5
| WADVPRIME-AX-33 | (1) Year Advantage Prime Service Plan for (1) InRoom DX 0-27kw |  |  | 7342.5
| WADVPRIME-AX-34 | (1) Year Advantage Prime Service Plan for (1) In Row ACRD 300 and 301 series |  |  | 8079.5
| WADVPRIME-AX-35 | (1) Year Advantage Prime Service Plan for (1) InRoom DX 28-35kw |  |  | 7612
| WADVPRIME-AX-36 | (1) Year Advantage Prime Service Plan for (1) In Row ACRH 301 series |  |  | 12028.5
| WADVPRIME-AX-37 | (1) Year Advantage Prime Service Plan for InRoom DX 36-61kw |  |  | 9053
| WADVPRIME-AX-39 | (1) Year Advantage Prime Service Plan for (1) InRoom DX 62-87kw |  |  | 9416
| WADVPRIME-AX-40 | (1) Year Advantage Prime Service Plan for (1) NetworkAIR FM A/W/G/PC 0-27 kW |  |  | 5307.5
| WADVPRIME-AX-41 | (1) Year Advantage Prime Service Plan for (1) InfraStruXure InRow RP DX Air Cooled |  |  | 7353.5
| WADVPRIME-AX-42 | (1) Year Advantage Prime Service Plan for (1) NetworkAIR FM |  |  | 6880.5
| WADVPRIME-AX-43 | (1) Year Advantage Prime Service Plan for (1) NetworkAIR FM |  |  | 6941
| WADVPRIME-AX-44 | (1) Year Advantage Prime Service Plan for (1) NetworkAIR FM |  |  | 6979.5
| WADVPRIME-AX-45 | (1) Year Advantage Prime Service Plan for (1) NetworkAIR FM |  |  | 9053
| WADVPRIME-AX-60 | (1) Year Advantage Prime Service Plan for High-Density Cooling Enclosure |  |  | 6160
| WADVPRIME-AX-70 | (1) Year Advantage Prime Service Plan for (1) R134A Pumped Refrigerant Distribution Unit (RDU) |  |  | 4785
| WADVPRIME-AX-73 | (1) Year Advantage Prime Service Plan for (1) R134A Pumped Refrigerant InRow Unit (ACOA or ACRA) |  |  | 3602.5
| WADVPRIME-AX-80 | (1) Year Advantage Prime Service Plan for (1) Modular Cooling Frame (ACECFR20XXX or ACECFR40XXX) |  |  | 8882.5
| WADVPRIME-AX-81 | (1) Year Advantage Prime Service Plan for (1) Air Side Economizer Module with DX |  |  | 10191.5
| WADVPRIME-CM-15 | (1) Year Advantage Prime Service Plan for (1) Comet 100 to 150 kVA UPS |  |  | 12413.5
| WADVPRIME-CM-50 | (1) Year Advantage Prime Service Plan for (1) Comet 40 to 50 kVA UPS |  |  | 10422.5
| WADVPRIME-CM-80 | (1) Year Advantage Prime Service Plan for (1) Comet 65 to 80 kVA UPS |  |  | 10422.5
| WADVPRIME-E6-22 | (1) Year Advantage Prime Service Plan for (1) EPS 6000 150 to 225 kVA UPS |  |  | 14019.5
| WADVPRIME-E6-37 | (1) Year Advantage Prime Service Plan for (1) EPS 6000 300 to 375 kVA UPS |  |  | 16082
| WADVPRIME-E6-62 | (1) Year Advantage Prime Service Plan for (1) EPS 6000 500 to 625 kVA UPS |  |  | 21593
| WADVPRIME-E6-80 | (1) Year Advantage Prime Service Plan for (1) EPS 6000 750 to 800 kVA UPS |  |  | 23633.5
| WADVPRIME-E7-50 | (1) Year Advantage Prime Service Plan for (1) EPS 7000 300 to 500 kVA UPS |  |  | 19607.5
| WADVPRIME-E8-10 | (1) Year Advantage Prime Service Plan for (1) EPS 8000 1000 kVA UPS |  |  | 19921
| WADVPRIME-E8-62 | (1) Year Advantage Prime Service Plan for (1) EPS 8000 555 kVA UPS |  |  | 13365
Maintenance Services » Services » Service Plans
Maintenance Services | WADVPRIME-ES-60 | (1) Year Advantage Prime Service Plan for (1) Epsilon 200 to 600A |  |  | 6347
» Services » Service Plans
| WADVPRIME-EZU-15 | (1) Yr Advantage Prime Service Plan for (1) Easy UPS 3S UL 10-15kVA UPS |  |  | 9949.5
| WADVPRIME-EZU-20 | (1) Yr Advantage Prime Service Plan for (1) Easy UPS 3S UL 20kVA UPS |  |  | 10169.5
| WADVPRIME-EZU-30 | (1) Yr Advantage Prime Service Plan for (1) Easy UPS 3S UL 30kVA UPS |  |  | 10400.5
| WADVPRIME-EZU-40 | (1) Yr Advantage Prime Service Plan for (1) Easy UPS 3S UL 40kVA UPS |  |  | 10626
| WADVPRIME-G3-21 | (1) Year Advantage Prime Service Plan for (1) Galaxy 3500 or SUVT 10-15 kVA UPS |  |  | 4229.5
| WADVPRIME-G3-22 | (1) Year Advantage Prime Service Plan for (1) Galaxy 3500 or SUVT 20 kVA UPS |  |  | 5522
| WADVPRIME-G3-23 | (1) Year Advantage Prime Service Plan for (1) Galaxy 3500 or SUVT 30 kVA UPS |  |  | 6286.5
| WADVPRIME-G3-24 | (1) Year Advantage Prime Service Plan for (1) Galaxy 3500 or SUVT 40 kVA UPS |  |  | 6671.5
Maintenance Services » Services » Service Plans
Maintenance Services | WADVPRIME-G3-28 | (1) Year Advantage Prime Service Plan for (1) Galaxy 3500 or SUVT 80 kVA UPS |  |  | 8052
» Services » Service Plans
| WADVPRIME-G4-50 | (1) Year Advantage Prime Service Plan for (1) Galaxy 4000 40 to 50 kVA UPS |  |  | 7254.5
| WADVPRIME-G4-75 | (1) Year Advantage Prime Service Plan for (1) Galaxy 4000 65 to 75 kVA UPS |  |  | 7865
| WADVPRIME-G5-13 | (1) Year Advantage Prime Service Plan for (1) Galaxy 5000/5500 81 to 130 kVA UPS |  |  | 9234.5
| WADVPRIME-G5-81 | (1) Year Advantage Prime Service Plan for (1) Galaxy 5000/5500 41 to 80 kVA UPS |  |  | 7661.5
| WADVPRIME-GP-12 | (1) Year Advantage Prime Service Plan for (1) Galaxy PW or PWI 80 to 130 kVA UPS |  |  | 11621.5
| WADVPRIME-GP-15 | (1) Year Advantage Prime Service Plan for (1) Galaxy PW 150 or 180 or PWI 160 kVA UPS |  |  | 10598.5
| WADVPRIME-GP-20 | (1) Year Advantage Prime Service Plan for (1) Galaxy PW 160 or 200 or PWI 200 kVA UPS |  |  | 13365
| WADVPRIME-GP-22 | (1) Year Advantage Prime Service Plan for (1) Galaxy PW 225 kVA UPS |  |  | 13365
Maintenance Services » Services » Service Plans
Maintenance Services | WADVPRIME-GT-100 | (1) Year Advantage Prime Service Plan for (1) PXC 100 kVA UPS |  |  | 12947
Maintenance Services | WADVPRIME-GT-20 | (1) Year Advantage Prime Service Plan for (1) PXC 10 - 25 kVA UPS |  |  | 11220
Maintenance Services | WADVPRIME-GT-40 | (1) Year Advantage Prime Service Plan for (1) PXC 30 - 40 kVA UPS |  |  | 11649
Maintenance Services | WADVPRIME-GT-60 | (1) Year Advantage Prime Service Plan for (1) PXC 50 - 60 kVA UPS |  |  | 12083.5
Maintenance Services | WADVPRIME-GT-80 | (1) Year Advantage Prime Service Plan for (1) PXC 75 - 80 kVA UPS |  |  | 12518
» Services » Service Plans
| WADVPRIME-MW-09 | (1) Year Advantage Prime Service Plan for Symmetra MW 400kVA |  |  | 14580.5
| WADVPRIME-MW-10 | (1) Year Advantage Prime Service Plan for Symmetra MW 600kVA |  |  | 17770.5
| WADVPRIME-MW-11 | (1) Year Advantage Prime Service Plan for Symmetra MW 800kVA |  |  | 20575.5
| WADVPRIME-MW-12 | (1) Year Advantage Prime Service Plan for Symmetra MW 1000kVA |  |  | 23826
| WADVPRIME-MW-13 | (1) Year Advantage Prime Service Plan for Symmetra MW 1200kVA |  |  | 26983
Maintenance Services » Services » Service Plans
Maintenance Services | WADVPRIME-MW-14 | (1) Year Advantage Prime Service Plan for Symmetra MW 1400kVA |  |  | 28358
» Services » Service Plans
| WADVPRIME-MW-15 | (1) Year Advantage Prime Service Plan for Symmetra MW 1600kVA |  |  | 29491
Maintenance Services » Services » Service Plans
Maintenance Services | WADVPRIME-NX-81 | (1) Year Advantage Prime Service Plan for (1) SY 100 to 250 kVA UPS, (2) XR Frames and PDU |  |  | 22874.5
» Services » Service Plans
| WADVPRIME-NX-82 | (1) Year Advantage Prime Service Plan for (1) SY 200 kVA UPS, (2) XR Frames and PDU |  |  | 26609
| WADVPRIME-NX-83 | 1 Year Advantage Prime Service Plan for (1) External Battery Frame for Symmetra 250/500 kW |  |  | 3338.5
| WADVPRIME-NX-84 | (1) Year Advantage Prime Service Plan for (1) SY 250 kVA UPS, (2) XR Frames and PDU |  |  | 30844
| WADVPRIME-NX-85 | (1) Year Advantage Prime Service Plan for (1) SY 300 kVA UPS, (4) XR Frames and PDU |  |  | 33594
| WADVPRIME-NX-86 | (1) Year Advantage Prime Service Plan for (1) SY 400 kVA UPS, (4) XR Frames and PDU |  |  | 38995
| WADVPRIME-NX-87 | (1) Year Advantage Prime Service Plan for (1) SY 500 kVA UPS, (4) XR Frames and PDU |  |  | 46321
| WADVPRIME-PD-20 | (1) Year Advantage Prime Service Plan for (1) 5U Rack Distribution Panel |  |  | 1815
| WADVPRIME-PD-30 | (1) Yr Advantage Prime Service Plan for (1) 1/2 Rack Remote or (1) Modular Power Panel |  |  | 3520
| WADVPRIME-PD-50 | (1) Year Advantage Prime Service Plan for (1) InfraStuxure 60kVA / 150kVA PDU |  |  | 4053.5
| WADVPRIME-PM-30 | (1) Year Advantage Prime Service Plan for (1) PMM 30 to 300 Amp |  |  | 2860
Maintenance Services » Services » Service Plans
Maintenance Services | WADVPRIME-PM-40 | (1) Year Advantage Prime Service Plan for (1) PMM 400 or 500 |  |  | 3855.5
» Services » Service Plans
| WADVPRIME-PM-50 | (1) Year Advantage Prime Service Plan for (1) Galaxy RPP 250 or 400 A |  |  | 2860
| WADVPRIME-PM-60 | (1) Year Advantage Prime Service Plan for (1) ANRD PMM 75 to 300 kVA |  |  | 3289
| WADVPRIME-PM-80 | (1) Year Advantage Prime Service Plan for (1) ANRD PMM 600 to 1200 kVA |  |  | 4438.5
| WADVPRIME-PX-21 | (1) Year Advantage Prime Service Plan for (1) Symmetra PX UPS 10kVA 40 and/or PDU |  |  | 5835.5
| WADVPRIME-PX-22 | (1) Year Advantage Prime Service Plan for (1) Symmetra PX UPS 20kVA 40 and/or PDU |  |  | 6193
| WADVPRIME-PX-23 | (1) Year Advantage Prime Service Plan for (1) Symmetra PX UPS 30kVA 40 and/or PDU |  |  | 6495.5
| WADVPRIME-PX-24 | (1) Year Advantage Prime Service Plan for (1) Symmetra PX UPS 40kVA 40 and/or PDU |  |  | 6875
Maintenance Services » Services » Service Plans
Maintenance Services | WADVPRIME-PX-31 | (1) Year Advantage Prime Service Plan for (1) Symmetra PX UPS 10kVA 80 or 100 frame UPS and/or PDU |  |  | 7243.5
» Services » Service Plans
| WADVPRIME-PX-32 | (1) Year Advantage Prime Service Plan for (1) Symmetra PX UPS 20kVA 80 or 100 frame UPS and/or PDU |  |  | 7557
| WADVPRIME-PX-33 | (1) Year Advantage Prime Service Plan for (1) Symmetra PX UPS 30kVA 80 or 100 frame UPS and/or PDU |  |  | 7920
| WADVPRIME-PX-34 | (1) Year Advantage Prime Service Plan for (1) Symmetra PX UPS 40kVA 80 or 100 frame UPS and/or PDU |  |  | 8294
| WADVPRIME-PX-35 | (1) Year Advantage Prime Service Plan for (1) Symmetra PX UPS 50kVA 80 or 100 frame UPS and/or PDU |  |  | 8662.5
| WADVPRIME-PX-36 | (1) Year Advantage Prime Service Plan for (1) Symmetra PX UPS 60kVA 80 or 100 frame UPS and/or PDU |  |  | 8959.5
| WADVPRIME-PX-37 | (1) Year Advantage Prime Service Plan for (1) Symmetra PX UPS 70kVA 80 or 100 frame UPS and/or PDU |  |  | 9361
| WADVPRIME-PX-38 | (1) Year Advantage Prime Service Plan for (1) Symmetra PX UPS 80kVA 80 or 100 frame UPS and/or PDU |  |  | 9707.5
| WADVPRIME-PX-40 | (1) Year Advantage Prime Service Plan for (1) PX RDP |  |  | 2442
| WADVPRIME-SL-11 | (1) Year Advantage Prime Service Plan for (1) Silcon 20 to 40 kVA |  |  | 6198.5
| WADVPRIME-SL-12 | (1) Year Advantage Prime Service Plan for (1) Silcon 60kVA |  |  | 9647
| WADVPRIME-SL-22 | (1) Year Advantage Prime Service Plan for (1) Silcon 480kVA or Greater |  |  | 25113
| WADVPRIME-UF-21 | 1 Year Advantage Prime Service Plan for CW LE Model 0600 thru 1400 |  |  | 6611
| WADVPRIME-UF-22 | 1 Year Advantage Prime Service Plan for CW LE Model 1700 thru 2900 |  |  | 6787
| WADVPRIME-UF-23 | 1 Year Advantage Prime Service Plan for 1 CW LE Model 3400 thru 4600 |  |  | 6963
| WADVPRIME-UF-24 | 1 Year Advantage Prime Service Plan for 1 CW LE Model 4800 thru 5300 |  |  | 7430.5
| WADVPRIME-UF-31 | 1 Year Advantage Prime Service Plan for 1 DX LE Model 0511 thru 0611 |  |  | 6715.5
| WADVPRIME-UF-32 | 1 Year Advantage Prime Service Plan for 1 DX LE Model 0721 thru 0921 |  |  | 7546
| WADVPRIME-UF-33 | 1 Year Advantage Prime Service Plan for 1 DX LE Model 1422 thru 1822 |  |  | 7832
| WADVPRIME-UF-34 | 1 Year Advantage Prime Service Plan for 1 DX LE Max Model 2222 thru 3342 |  |  | 8679
| WADVPRIME-UF-45 | 1 Year Advantage Prime Service Plan for 1 DX Unisplit Ceiling or Wall Mount Unit - Model 0341 |  |  | 9064
| WADVPRIME-UF-47 | 1 Year Advantage Prime Service Plan for 1 DX Unisplit Ceiling or Wall Mount Unit - Model 0481 |  |  | 9779
| WADVPRIME-VL-200 | (1) Yr Advantage Prime Service Plan for (1) Galaxy VL 200kW UPS |  |  | 14525.5
| WADVPRIME-VL-300 | (1) Yr Advantage Prime Service Plan for (1) Galaxy VL 300kW UPS |  |  | 15174.5
| WADVPRIME-VL-400 | (1) Yr Advantage Prime Service Plan for (1) Galaxy VL 400kW UPS |  |  | 15823.5
| WADVPRIME-VL-500 | (1) Yr Advantage Prime Service Plan for (1) Galaxy VL 500kW UPS |  |  | 16472.5
| WADVPRIME-VM-18 | (1) Yr Advantage Prime Service Plan for Galaxy VM 160 to 181kVA UPS, Single or Parallel Config |  |  | 11566.5
| WADVPRIME-VM-25 | (1) Yr Advantage Prime Service Plan for Galaxy VM 200 to 226kVA UPS, Single or Parallel Config |  |  | 11924
| WADVPRIME-VS1-A15 | (1) Yr Advantage Prime Service Plan for (1) Galaxy VS 10 to 15kW 208V UPS |  |  | 7128
| WADVPRIME-VS1-A25 | (1) Yr Advantage Prime Service Plan for (1) Galaxy VS 20 to 25kW UPS |  |  | 7128
| WADVPRIME-VS1-A30 | (1) Yr Advantage Prime Service Plan for (1) Galaxy VS 30kW UPS |  |  | 7128
| WADVPRIME-VS1-A40 | (1) Yr Advantage Prime Service Plan for (1) Galaxy VS 40kW UPS |  |  | 7128
| WADVPRIME-VS1-A50 | (1) Yr Advantage Prime Service Plan for (1) Galaxy VS 50kW 400 or 480V UPS |  |  | 7128
| WADVPRIME-VS2-A100 | (1) Yr Advantage Prime Service Plan for (1) Galaxy VS 80 to 100kW UPS |  |  | 7573.5
Maintenance Services » Services » Service Plans
Maintenance Services | WADVPRIME-VS2-A40 | (1) Yr Advantage Prime Service Plan for (1) Galaxy VS 10 to 15kW UPS |  |  | 7799
» Services » Service Plans
| WADVPRIME-VS2-A41 | (1) Yr Advantage Prime Service Plan for (1) Galaxy VS 20 to 25kW UPS |  |  | 7799
| WADVPRIME-VS2-A50 | (1) Yr Advantage Prime Service Plan for (1) Galaxy VS 30 to 50kW 208V UPS |  |  | 7573.5
| WADVPRIME-VS2-A60 | (1) Yr Advantage Prime Service Plan for (1) Galaxy VS 60kW UPS |  |  | 7573.5
| WADVPRIME-VS3-A150 | (1) Yr Advantage Prime Service Plan for (1) Galaxy VS 100 to 150kVA UPS |  |  | 9174
| WADVPRIME-VS3-A75 | (1) Yr Advantage Prime Service Plan for (1) Galaxy VS 60 to 80kVA UPS |  |  | 8712
| WADVPRIME-VX-100 | (1) Yr Advantage Prime Service Plan for (1) Galaxy VX 1000kVA UPS |  |  | 21818.5
| WADVPRIME-VX-101 | (1) Yr Advantage Prime Service Plan for (1) Galaxy VX 1000kVA N+1 Redundant UPS |  |  | 23490.5
| WADVPRIME-VX-102 | (1) Yr Advantage Prime Service Plan for (1) Galaxy VX 1000 Scalable to 1250kVA UPS |  |  | 24332
| WADVPRIME-VX-103 | (1) Yr Advantage Prime Service Plan for (1) Galaxy VX 1000 Scalable to 1500kVA UPS |  |  | 25173.5
| WADVPRIME-VX-120 | (1) Yr Advantage Prime Service Plan for (1) Galaxy VX 1250kVA UPS |  |  | 24332
| WADVPRIME-VX-121 | (1) Yr Advantage Prime Service Plan for (1) Galaxy VX 1250kVA N+1 Redundant UPS |  |  | 25173.5
| WADVPRIME-VX-122 | (1) Yr Advantage Prime Service Plan for (1) Galaxy VX 1250 Scalable to 1500kVA UPS |  |  | 26009.5
| WADVPRIME-VX-150 | (1) Yr Advantage Prime Service Plan for (1) Galaxy VX 1500kVA UPS |  |  | 26851
| WADVPRIME-VX-151 | (1) Yr Advantage Prime Service Plan for (1) Galaxy VX 1500kVA N+1 Redundant UPS |  |  | 27687
| WADVPRIME-VX-50 | (1) Yr Advantage Prime Service Plan for (1) Galaxy VX 500 Scalable to 750kVA UPS |  |  | 14388
| WADVPRIME-VX-51 | (1) Yr Advantage Prime Service Plan for (1) Galaxy VX 500kVA UPS |  |  | 13431
| WADVPRIME-VX-52 | (1) Yr Advantage Prime Service Plan for (1) Galaxy VX 500kVA N+1 Redundant UPS |  |  | 19299.5
| WADVPRIME-VX-53 | (1) Yr Advantage Prime Service Plan for (1) Galaxy VX 500 Scalable to 1000kVA UPS |  |  | 13431
| WADVPRIME-VX-54 | (1) Yr Advantage Prime Service Plan for (1) Galaxy VX 500 Scalable to 1250kVA UPS |  |  | 13431
| WADVPRIME-VX-55 | (1) Yr Advantage Prime Service Plan for (1) Galaxy VX 500 Scalable to 1500kVA UPS |  |  | 13431
| WADVPRIME-VX-62 | (1) Yr Advantage Prime Service Plan for (1) Galaxy VX 625kVA UPS |  |  | 15735.5
| WADVPRIME-VX-63 | (1) Yr Advantage Prime Service Plan for (1) Galaxy VX 625kVA N+1 Redundant UPS |  |  | 19778
| WADVPRIME-VX-64 | (1) Yr Advantage Prime Service Plan for (1) Galaxy VX 625 Scalable to 1000kVA UPS |  |  | 15103
| WADVPRIME-VX-75 | (1) Yr Advantage Prime Service Plan for (1) Galaxy VX 750kVA UPS |  |  | 20229
| WADVPRIME-VX-76 | (1) Yr Advantage Prime Service Plan for (1) Galaxy VX 750kVA N+1 Redundant UPS |  |  | 20680
| WADVPRIME-VX-77 | (1) Yr Advantage Prime Service Plan for (1) Galaxy VX 750 Scalable to 1000kVA UPS |  |  | 19299.5
| WADVPRIME-VX-78 | (1) Yr Advantage Prime Service Plan for (1) Galaxy VX 750 Scalable to 1250kVA UPS |  |  | 19299.5
| WADVPRIME-VX-79 | (1) Yr Advantage Prime Service Plan for (1) Galaxy VX 750 Scalable to 1500kVA UPS |  |  | 19299.5
| WADVPRIME1AISP-01 | Advantage Prime Service Plan for All-In-One with Easy 3S, DX cooling, up to 20KW |  |  | 39715.5
| WADVPRIME1AISP-02 | Advantage Prime Service Plan for All-In-One with Easy 3S, DX cooling, up to 40KW |  |  | 42636
| WADVPRIME1BISP-01 | Advantage Prime Service Plan for All-In-One with Easy 3S, CW cooling, up to 20KW |  |  | 20592
| WADVPRIME1BISP-02 | Advantage Prime Service Plan for All-In-One with Easy 3S, CW cooling, up to 40KW |  |  | 24194.5
| WADVPRIME2AISP-01 | Advantage Prime Service Plan for All-In-One with Symmetra PX, DX cooling, up to 20KW |  |  | 35651
| WADVPRIME2AISP-02 | Advantage Prime Service Plan for All-In-One with Symmetra PX, DX cooling, up to 40KW |  |  | 43186
| WADVPRIME2AISP-03 | Advantage Prime Service Plan for All-In-One with Symmetra PX, DX cooling, up to 60KW |  |  | 39193
| WADVPRIME2AISP-04 | Advantage Prime Service Plan for All-In-One with Symmetra PX, DX cooling, up to 80KW |  |  | 47965.5
| WADVPRIME2AISP-05 | Advantage Prime Service Plan for All-In-One with Symmetra PX, DX cooling, up to 100KW |  |  | 54147.5
| WADVPRIME2AISP-06 | Advantage Prime Service Plan for All-In-One with Symmetra PX, DX cooling, up to 120KW |  |  | 62617.5
| WADVPRIME2AISP-07 | Advantage Prime Service Plan for All-In-One with Symmetra PX, DX cooling, up to 140KW |  |  | 62617.5
| WADVPRIME2AISP-08 | Advantage Prime Service Plan for All-In-One with Symmetra PX, DX cooling, up to 160KW |  |  | 65109
| WADVPRIME2BISP-01 | Advantage Prime Service Plan for All-In-One with Symmetra PX, CW cooling, up to 20KW |  |  | 25778.5
| WADVPRIME2BISP-02 | Advantage Prime Service Plan for All-In-One with Symmetra PX, CW cooling, up to 40KW |  |  | 26994
| WADVPRIME2BISP-03 | Advantage Prime Service Plan for All-In-One with Symmetra PX, CW cooling, up to 60KW |  |  | 34320
| WADVPRIME2BISP-04 | Advantage Prime Service Plan for All-In-One with Symmetra PX, CW cooling, up to 80KW |  |  | 33759
| WADVPRIME2BISP-05 | Advantage Prime Service Plan for All-In-One with Symmetra PX, CW cooling, up to 100KW |  |  | 33759
| WADVPRIME2BISP-06 | Advantage Prime Service Plan for All-In-One with Symmetra PX, CW cooling, up to 120KW |  |  | 35678.5
| WADVPRIME2BISP-07 | Advantage Prime Service Plan for All-In-One with Symmetra PX, CW cooling, up to 140KW |  |  | 37598
| WADVPRIME2BISP-08 | Advantage Prime Service Plan for All-In-One with Symmetra PX, CW cooling, up to 160KW |  |  | 46238.5
| WADVPRIME3AISP-01 | Advantage Prime Service Plan for All-In-One with Galaxy VS, DX cooling, up to 20KW |  |  | 36239.5
| WADVPRIME3AISP-02 | Advantage Prime Service Plan for All-In-One with Galaxy VS, DX cooling, up to 40KW |  |  | 43186
| WADVPRIME3AISP-03 | Advantage Prime Service Plan for All-In-One with Galaxy VS, DX cooling, up to 60KW |  |  | 41497.5
| WADVPRIME3AISP-04 | Advantage Prime Service Plan for All-In-One with Galaxy VS, DX cooling, up to 80KW |  |  | 47272.5
| WADVPRIME3AISP-05 | Advantage Prime Service Plan for All-In-One with Galaxy VS, DX cooling, up to 100KW |  |  | 48730
| WADVPRIME3AISP-06 | Advantage Prime Service Plan for All-In-One with Galaxy VS, DX cooling, up to 120KW |  |  | 57200
| WADVPRIME3AISP-07 | Advantage Prime Service Plan for All-In-One with Galaxy VS, DX cooling, up to 140KW |  |  | 52024.5
| WADVPRIME3BISP-01 | Advantage Prime Service Plan for All-In-One with Galaxy VS, CW cooling, up to 20KW |  |  | 20949.5
| WADVPRIME3BISP-02 | Advantage Prime Service Plan for All-In-One with Galaxy VS, CW cooling, up to 40KW |  |  | 24513.5
| WADVPRIME3BISP-03 | Advantage Prime Service Plan for All-In-One with Galaxy VS, CW cooling, up to 60KW |  |  | 28787
| WADVPRIME3BISP-04 | Advantage Prime Service Plan for All-In-One with Galaxy VS, CW cooling, up to 80KW |  |  | 30481
| WADVPRIME3BISP-05 | Advantage Prime Service Plan for All-In-One with Galaxy VS, CW cooling, up to 100KW |  |  | 30481
| WADVPRIME3BISP-06 | Advantage Prime Service Plan for All-In-One with Galaxy VS, CW cooling, up to 120KW |  |  | 42812
| WADVPRIME3BISP-07 | Advantage Prime Service Plan for All-In-One with Galaxy VS, CW cooling, up to 140KW |  |  | 50127
| WADVPRIME4AISP-03 | Advantage Prime Service Plan for All-In-One with Easy 3M, DX cooling, up to 60KW |  |  | 43285
| WADVPRIME4AISP-04 | Advantage Prime Service Plan for All-In-One with Easy3M, DX cooling, up to 80KW |  |  | 49214
| WADVPRIME4AISP-05 | Advantage Prime Service Plan for All-In-One with Easy 3M, DX cooling, up to 100KW |  |  | 48240.5
| WADVPRIME4AISP-06 | Advantage Prime Service Plan for All-In-One with Easy 3M, DX cooling, up to 120KW |  |  | 52123.5
| WADVPRIME4AISP-07 | Advantage Prime Service Plan for All-In-One with Easy 3M, DX cooling, up to 140KW |  |  | 52123.5
| WADVPRIME4AISP-08 | Advantage Prime Service Plan for All-In-One with Easy 3M, DX cooling, up to 160KW |  |  | 64559
| WADVPRIME4AISP-09 | Advantage Prime Service Plan for All-In-One with Easy 3M, DX cooling, up to 180KW |  |  | 74492
| WADVPRIME4AISP-10 | Advantage Prime Service Plan for All-In-One with Easy 3M, DX cooling, up to 200KW |  |  | 97141
| WADVPRIME4BISP-03 | Advantage Prime Service Plan for All-In-One with Easy 3M, CW cooling, up to 60KW |  |  | 27797
| WADVPRIME4BISP-04 | Advantage Prime Service Plan for All-In-One with Easy 3M, CW cooling, up to 80KW |  |  | 30761.5
| WADVPRIME4BISP-05 | Advantage Prime Service Plan for All-In-One with Easy 3M, CW cooling, up to 100KW |  |  | 38780.5
| WADVPRIME4BISP-06 | Advantage Prime Service Plan for All-In-One with Easy 3M, CW cooling, up to 120KW |  |  | 42322.5
| WADVPRIME4BISP-07 | Advantage Prime Service Plan for All-In-One with Easy 3M, CW cooling, up to 140KW |  |  | 47102
| WADVPRIME4BISP-08 | Advantage Prime Service Plan for All-In-One with Easy 3M, CW cooling, up to 160KW |  |  | 42938.5
| WADVPRIME4BISP-09 | Advantage Prime Service Plan for All-In-One with Easy 3M, CW cooling, up to 180KW |  |  | 41910
| WADVPRIME4BISP-10 | Advantage Prime Service Plan for All-In-One with Easy 3M, CW cooling, up to 200KW |  |  | 47866.5
| WADVPRIME6APSP-13 | Advantage Prime Service Plan for Power Module with Galaxy VL, DX cooling, up to 250KW |  |  | 37114
| WADVPRIME6APSP-14 | Advantage Prime Service Plan for Power Module with Galaxy VL, DX cooling, up to 500KW |  |  | 40386.5
| WADVPRIME6APSP-15 | Advantage Prime Service Plan for Power Module with Galaxy VL, DX cooling, up to 750KW |  |  | 68321
| WADVPRIME6APSP-16 | Advantage Prime Service Plan for Power Module with Galaxy VL, DX cooling, up to 1000KW |  |  | 76092.5
| WADVPRIME6APSP-17 | Advantage Prime Service Plan for Power Module with Galaxy VL, DX cooling, up to 1250KW |  |  | 91652
| WADVPRIME6APSP-18 | Advantage Prime Service Plan for Power Module with Galaxy VL, DX cooling, up to 1500KW |  |  | 97999
| WADVPRIME6APSP-19 | Advantage Prime Service Plan for Power Module with Galaxy VL, DX cooling, up to 1750KW |  |  | 100023
| WADVPRIME6APSP-20 | Advantage Prime Service Plan for Power Module with Galaxy VL, DX cooling, up to 2000KW |  |  | 115384.5
| WADVPRIME6CPSP-13 | Advantage Prime Service Plan for Power Module with Galaxy VL, CRAC cooling, up to 250KW |  |  | 34617
| WADVPRIME6CPSP-14 | Advantage Prime Service Plan for Power Module with Galaxy VL, DX cooling, up to 500KW |  |  | 37708
| WADVPRIME6CPSP-15 | Advantage Prime Service Plan for Power Module with Galaxy VL, CRAC cooling, up to 750KW |  |  | 45655.5
| WADVPRIME6CPSP-16 | Advantage Prime Service Plan for Power Module with Galaxy VL, CRAC cooling, up to 1000KW |  |  | 47377
| WADVPRIME6CPSP-17 | Advantage Prime Service Plan for Power Module with Galaxy VL, CRAC cooling, up to 1250KW |  |  | 54538
| WADVPRIME6CPSP-18 | Advantage Prime Service Plan for Power Module with Galaxy VL, CRAC cooling, up to 1500KW |  |  | 56941.5
| WADVPRIME6CPSP-19 | Advantage Prime Service Plan for Power Module with Galaxy VL, CRAC cooling, up to 1750KW |  |  | 73216
| WADVPRIME6CPSP-20 | Advantage Prime Service Plan for Power Module with Galaxy VL, CRAC cooling, up to 2000KW |  |  | 77308
| WADVPRIME7APSP-13 | Advantage Prime Service Plan for Power Module with Galaxy VX, DX cooling, up to 250KW |  |  | 36360.5
| WADVPRIME7APSP-14 | Advantage Prime Service Plan for Power Module with Galaxy VX, DX cooling, up to 500KW |  |  | 44115.5
| WADVPRIME7APSP-15 | Advantage Prime Service Plan for Power Module with Galaxy VX, DX cooling, up to 750KW |  |  | 58597
| WADVPRIME7APSP-16 | Advantage Prime Service Plan for Power Module with Galaxy VX, DX cooling, up to 1000KW |  |  | 63470
| WADVPRIME7APSP-17 | Advantage Prime Service Plan for Power Module with Galaxy VX, DX cooling, up to 1250KW |  |  | 77544.5
| WADVPRIME7APSP-18 | Advantage Prime Service Plan for Power Module with Galaxy VX, DX cooling, up to 1500KW |  |  | 85338
| WADVPRIME7APSP-19 | Advantage Prime Service Plan for Power Module with Galaxy VX, DX cooling, up to 1750KW |  |  | 93054.5
| WADVPRIME7APSP-20 | Advantage Prime Service Plan for Power Module with Galaxy VX, DX cooling, up to 2000KW |  |  | 107937.5
| WADVPRIME7CPSP-13 | Advantage Prime Service Plan for Power Module with Galaxy VX, CRAC cooling, up to 250KW |  |  | 37702.5
| WADVPRIME7CPSP-14 | Advantage Prime Service Plan for Power Module with Galaxy VX, DX cooling, up to 500KW |  |  | 39099.5
| WADVPRIME7CPSP-15 | Advantage Prime Service Plan for Power Module with Galaxy VX, CRAC cooling, up to 750KW |  |  | 43213.5
| WADVPRIME7CPSP-16 | Advantage Prime Service Plan for Power Module with Galaxy VX, CRAC cooling, up to 1000KW |  |  | 47008.5
| WADVPRIME7CPSP-17 | Advantage Prime Service Plan for Power Module with Galaxy VX, CRAC cooling, up to 1250KW |  |  | 46414.5
| WADVPRIME7CPSP-18 | Advantage Prime Service Plan for Power Module with Galaxy VX, CRAC cooling, up to 1500KW |  |  | 45787.5
| WADVPRIME7CPSP-19 | Advantage Prime Service Plan for Power Module with Galaxy VX, CRAC cooling, up to 1750KW |  |  | 60043.5
| WADVPRIME7CPSP-20 | Advantage Prime Service Plan for Power Module with Galaxy VX, CRAC cooling, up to 2000KW |  |  | 68244
Maintenance Services » Services » Service Plans
Maintenance Services | WADVULTRA-AE-25 | (1) Year Advantage Ultra Service Plan for (1) IAEC25 250Kw Cooling Unit |  |  | 32213.5
Maintenance Services | WADVULTRA-AE-50 | (1) Year Advantage Ultra Service Plan for (1) IAEC50 500Kw Cooling Unit |  |  | 57706
» Services » Service Plans
| WADVULTRA-AX-14 | (1) Year Advantage Ultra Service Plan for (1) InfraStruXure InRow SC |  |  | 3938
| WADVULTRA-AX-15 | (1) Year Advantage Ultra Service Plan for (1) In Row ACRD Half Rack 10kw |  |  | 6666
| WADVULTRA-AX-21 | (1) Year Advantage Ultra Service Plan for NetworkAIR CW 11-27 kW |  |  | 5494.5
| WADVULTRA-AX-22 | (1) Year Advantage Ultra Service Plan for (1) InfraStruXure InRow RP Chilled Water |  |  | 7920
| WADVULTRA-AX-25 | (1) Year Advantage Ultra Service Plan for (1) InRoom Chilled Water 28-87kw |  |  | 7997
| WADVULTRA-AX-26 | (1) Year Advantage Ultra Service Plan for (1) InfraStruXure InRow RC Chilled Water |  |  | 4647.5
| WADVULTRA-AX-27 | (1) Year Advantage Ultra Service Plan for (1) InRoom Chilled Water greater than 87kw |  |  | 8838.5
| WADVULTRA-AX-30 | (1) Year Advantage Ultra Service Plan for NetworkAIR CM A/W/G/PC |  |  | 5951
| WADVULTRA-AX-31 | (1) Year Advantage Ultra Service Plan for NetworkAIR CM A/W/G/PC with OHE |  |  | 7001.5
| WADVULTRA-AX-33 | (1) Year Advantage Ultra Service Plan for (1) InRoom DX 0-27kw |  |  | 9251
| WADVULTRA-AX-34 | (1) Year Advantage Ultra Service Plan for (1) In Row ACRD 300 and 301 Series |  |  | 12529
| WADVULTRA-AX-35 | (1) Year Advantage Ultra Service Plan for (1) InRoom DX 28-35kw |  |  | 9597.5
| WADVULTRA-AX-36 | (1) Year Advantage Ultra Service Plan for (1) In Row ACRH 301 series |  |  | 12435.5
| WADVULTRA-AX-37 | (1) Year Advantage Ultra Service Plan for (1) InRoom DX 36-61kw |  |  | 11412.5
| WADVULTRA-AX-39 | (1) Year Advantage Ultra Service Plan for (1) InRoom DX 62-86kw |  |  | 11852.5
| WADVULTRA-AX-40 | (1) Year Advantage Ultra Service Plan for (1) NetworkAIR FM A/W/G/PC 0-27 kW |  |  | 7540.5
| WADVULTRA-AX-41 | (1) Year Advantage Ultra Service Plan for (1) InfraStruXure InRow 600mm DX Air Cooled |  |  | 9212.5
| WADVULTRA-AX-42 | (1) Year Advantage Ultra Service Plan for (1) NetworkAIR FM |  |  | 8712
Maintenance Services » Services » Service Plans
Maintenance Services | WADVULTRA-AX-43 | (1) Year Advantage Ultra Service Plan for (1) NetworkAIR FM |  |  | 8783.5
Maintenance Services | WADVULTRA-AX-44 | (1) Year Advantage Ultra Service Plan for (1) NetworkAIR FM |  |  | 8783.5
» Services » Service Plans
| WADVULTRA-AX-45 | (1) Year Advantage Ultra Service Plan for (1) NetworkAIR FM |  |  | 11467.5
| WADVULTRA-AX-60 | (1) Year Advantage Ultra Service Plan for High-Density Cooling Enclosure |  |  | 11467.5
| WADVULTRA-AX-70 | (1) Year Advantage Ultra Service Plan for (1) R134A Pumped Refrigerant Distribution Unit (RDU) |  |  | 5560.5
| WADVULTRA-AX-73 | (1) Year Advantage Ultra Service Plan for (1) R134A Pumped Refrigerant InRow Unit (ACOA or ACRA) |  |  | 4191
| WADVULTRA-AX-80 | (1) Year Advantage Ultra Service Plan for (1) Modular Cooling Frame (ACECFR20XXX or ACECFR40XXX) |  |  | 9201.5
Maintenance Services » Services » Service Plans
Maintenance Services | WADVULTRA-AX-81 | (1) Year Advantage Ultra Service Plan for (1) Air Side Economizer Module with DX |  |  | 11126.5
» Services » Service Plans
| WADVULTRA-CM-15 | (1) Year Advantage Ultra Service Plan for (1) Comet 100 to 150 kVA UPS |  |  | 15592.5
| WADVULTRA-CM-50 | (1) Year Advantage Ultra Service Plan for (1) Comet 40 to 50 kVA UPS |  |  | 13513.5
| WADVULTRA-CM-80 | (1) Year Advantage Ultra Service Plan for (1) Comet 65 to 80 kVA UPS |  |  | 13513.5
| WADVULTRA-E6-22 | (1) Year Advantage Ultra Service Plan for (1) EPS 6000 150 to 225 kVA UPS |  |  | 20405
Maintenance Services » Services » Service Plans
Maintenance Services | WADVULTRA-E6-37 | (1) Year Advantage Ultra Service Plan for (1) EPS 6000 300 to 375 kVA UPS |  |  | 23589.5
» Services » Service Plans
| WADVULTRA-E6-62 | (1) Year Advantage Ultra Service Plan for (1) EPS 6000 500 to 625 kVA UPS |  |  | 24574
| WADVULTRA-E6-80 | (1) Year Advantage Ultra Service Plan for (1) EPS 6000 750 to 800 kVA UPS |  |  | 26207.5
| WADVULTRA-E7-50 | (1) Year Advantage Ultra Service Plan for (1) EPS 7000 300 to 500 kVA UPS |  |  | 23661
| WADVULTRA-E8-10 | (1) Year Advantage Ultra Service Plan for (1) EPS 8000 1000 kVA UPS |  |  | 27302
| WADVULTRA-E8-11 | (1) Year Advantage Ultra Service Plan for (1) EPS 8000 1100 to 1125 kVA UPS |  |  | 28759.5
| WADVULTRA-E8-62 | (1) Year Advantage Ultra Service Plan for (1) EPS 8000 555 kVA UPS |  |  | 24574
| WADVULTRA-E8-80 | (1) Year Advantage Ultra Service Plan for (1) EPS 8000 625 to 800 kVA UPS |  |  | 26207.5
| WADVULTRA-ES-60 | (1) Year Advantage Ultra Service Plan for (1) Epsilon 200 to 600A |  |  | 8140
| WADVULTRA-EZU-15 | (1) Yr Advantage Ultra Service Plan for (1) Easy UPS 3S UL 10-15kVA UPS |  |  | 10719.5
| WADVULTRA-EZU-20 | (1) Yr Advantage Ultra Service Plan for (1) Easy UPS 3S UL 20kVA UPS |  |  | 10912
| WADVULTRA-EZU-30 | (1) Yr Advantage Ultra Service Plan for (1) Easy UPS 3S UL 30kVA UPS |  |  | 11797.5
| WADVULTRA-EZU-40 | (1) Yr Advantage Ultra Service Plan for (1) Easy UPS 3S UL 40kVA UPS |  |  | 12413.5
| WADVULTRA-G3-21 | (1) Year Advantage Ultra Service Plan for (1) Galaxy 3500 or SUVT 10-15 kVA UPS |  |  | 5098.5
| WADVULTRA-G3-22 | (1) Year Advantage Ultra Service Plan for (1) Galaxy 3500 or SUVT 20 kVA UPS |  |  | 6644
| WADVULTRA-G3-23 | (1) Year Advantage Ultra Service Plan for (1) Galaxy 3500 or SUVT 30 kVA UPS |  |  | 7562.5
| WADVULTRA-G3-24 | (1) Year Advantage Ultra Service Plan for (1) Galaxy 3500 or SUVT 40 kVA UPS |  |  | 8030
Maintenance Services » Services » Service Plans
Maintenance Services | WADVULTRA-G3-28 | (1) Year Advantage Ultra Service Plan for (1) Galaxy 3500 or SUVT 80 kVA UPS |  |  | 9702
» Services » Service Plans
| WADVULTRA-G4-50 | (1) Year Advantage Ultra Service Plan for (1) Galaxy 4000 40 to 50 kVA UPS |  |  | 8734
| WADVULTRA-G4-75 | (1) Year Advantage Ultra Service Plan for (1) Galaxy 4000 65 to 75 kVA UPS |  |  | 9471
| WADVULTRA-G5-13 | (1) Year Advantage Ultra Service Plan for (1) Galaxy 5000/5500 81 to 130 kVA UPS |  |  | 11797.5
| WADVULTRA-G5-81 | (1) Year Advantage Ultra Service Plan for (1) Galaxy 5000/5500 41 to 80 kVA UPS |  |  | 10230
| WADVULTRA-GP-12 | (1) Year Advantage Ultra Service Plan for (1) Galaxy PW or PWI 80 to 130 kVA UPS |  |  | 14283.5
| WADVULTRA-GP-15 | (1) Year Advantage Ultra Service Plan for (1) Galaxy PW 150 or 180 or PWI 160 kVA UPS |  |  | 15944.5
| WADVULTRA-GP-20 | (1) Year Advantage Ultra Service Plan for (1) Galaxy PW 160 or 200 or PWI 200 kVA UPS |  |  | 18337
| WADVULTRA-GP-22 | (1) Year Advantage Ultra Service Plan for (1) Galaxy PW 225 kVA UPS |  |  | 18749.5
Maintenance Services » Services » Service Plans
Maintenance Services | WADVULTRA-GT-100 | (1) Year Advantage ULTRA Service Plan for (1) PXC 100 kVA UPS |  |  | 15273.5
Maintenance Services | WADVULTRA-GT-20 | (1) Year Advantage ULTRA Service Plan for (1) PXC 10 - 25 kVA UPS |  |  | 12259.5
Maintenance Services | WADVULTRA-GT-40 | (1) Year Advantage ULTRA Service Plan for (1) PXC 30 - 40 kVA UPS |  |  | 13040.5
Maintenance Services | WADVULTRA-GT-60 | (1) Year Advantage ULTRA Service Plan for (1) PXC 50 - 60 kVA UPS |  |  | 13766.5
Maintenance Services | WADVULTRA-GT-80 | (1) Year Advantage ULTRA Service Plan for (1) PXC 75 - 80 kVA UPS |  |  | 14547.5
» Services » Service Plans
| WADVULTRA-MW-09 | (1) Year Advantage Ultra Service Plan for Symmetra MW 400kVA |  |  | 19717.5
| WADVULTRA-MW-10 | (1) Year Advantage Ultra Service Plan for Symmetra MW 600kVA |  |  | 24134
| WADVULTRA-MW-11 | (1) Year Advantage Ultra Service Plan for Symmetra MW 800kVA |  |  | 27956.5
| WADVULTRA-MW-12 | (1) Year Advantage Ultra Service Plan for Symmetra MW 1000kVA |  |  | 32373
| WADVULTRA-MW-13 | (1) Year Advantage Ultra Service Plan for Symmetra MW 1200kVA |  |  | 36657.5
| WADVULTRA-MW-14 | (1) Year Advantage Ultra Service Plan for Symmetra MW 1400kVA |  |  | 38533
| WADVULTRA-MW-15 | (1) Year Advantage Ultra Service Plan for Symmetra MW 1600kVA |  |  | 40073
| WADVULTRA-NX-81 | (1) Year Advantage Ultra Service Plan for (1) SY 100 to 250 kVA UPS, (2) XR Frames and PDU |  |  | 26691.5
| WADVULTRA-NX-82 | (1) Year Advantage Ultra Service Plan for (1) SY 200 kVA UPS, (2) XR Frames and PDU |  |  | 31036.5
| WADVULTRA-NX-84 | (1) Year Advantage Ultra Service Plan for (1) SY 250 kVA UPS, (2) XR Frames and PDU |  |  | 35051.5
| WADVULTRA-NX-85 | (1) Year Advantage Ultra Service Plan for (1) SY 300 kVA UPS, (4) XR Frames and PDU |  |  | 39886
| WADVULTRA-NX-86 | (1) Year Advantage Ultra Service Plan for (1) SY 400 kVA UPS, (4) XR Frames and PDU |  |  | 44264
| WADVULTRA-NX-87 | (1) Year Advantage Ultra Service Plan for (1) SY 500 kVA UPS, (4) XR Frames and PDU |  |  | 48790.5
| WADVULTRA-PD-20 | (1) Year Advantage Ultra Service Plan for (1) 5U Rack Distribution Panel |  |  | 2266
| WADVULTRA-PD-30 | (1) Yr Advantage Ultra Plan for (1) 1/2 Rack Remote or (1) Modular Power Panel |  |  | 4400
| WADVULTRA-PD-50 | (1) Year Advantage Ultra Service Plan for (1) InfraStruxure 60kVA / 150kVA PDU |  |  | 4878.5
| WADVULTRA-PM-30 | (1) Year Advantage Ultra Service Plan for (1) PMM 30 to 300 Amp |  |  | 3366
Maintenance Services » Services » Service Plans
Maintenance Services | WADVULTRA-PM-40 | (1) Year Advantage Ultra Service Plan for (1) PMM 400 or 500 |  |  | 4543
» Services » Service Plans
| WADVULTRA-PM-50 | (1) Year Advantage Ultra Service Plan for (1) Galaxy RPP 250 or 400 A |  |  | 3366
| WADVULTRA-PM-60 | (1) Year Advantage Ultra Service Plan for (1) ANRD PMM 75 to 300 kVA |  |  | 3762
| WADVULTRA-PM-80 | (1) Year Advantage Ultra Service Plan for (1) ANRD PMM 600 to 1200 kVA |  |  | 5225
| WADVULTRA-PX-21 | (1) Year Advantage Ultra Service Plan for (1) Symmetra PX UPS 10kVA 40 and/or PDU |  |  | 7656
| WADVULTRA-PX-22 | (1) Year Advantage Ultra Service Plan for (1) Symmetra PX UPS 20kVA 40 and/or PDU |  |  | 8151
| WADVULTRA-PX-23 | (1) Year Advantage Ultra Service Plan for (1) Symmetra PX UPS 30kVA 40 and/or PDU |  |  | 8596.5
| WADVULTRA-PX-24 | (1) Year Advantage Ultra Service Plan for (1) Symmetra PX UPS 40kVA 40 and/or PDU |  |  | 9157.5
| WADVULTRA-PX-31 | (1) Year Advantage Ultra Service Plan for (1) Symmetra PX UPS 10kVA 80 or 100 frame UPS and/or PDU |  |  | 9850.5
| WADVULTRA-PX-32 | (1) Year Advantage Ultra Service Plan for (1) Symmetra PX UPS 20kVA 80 or 100 frame UPS and/or PDU |  |  | 10257.5
| WADVULTRA-PX-33 | (1) Year Advantage Ultra Service Plan for (1) Symmetra PX UPS 30kVA 80 or 100 frame UPS and/or PDU |  |  | 10450
| WADVULTRA-PX-34 | (1) Year Advantage Ultra Service Plan for (1) Symmetra PX UPS 40kVA 80 or 100 frame UPS and/or PDU |  |  | 11000
| WADVULTRA-PX-35 | (1) Year Advantage Ultra Service Plan for (1) Symmetra PX UPS 50kVA 80 or 100 frame UPS and/or PDU |  |  | 11181.5
| WADVULTRA-PX-36 | (1) Year Advantage Ultra Service Plan for (1) Symmetra PX UPS 60kVA 80 or 100 frame UPS and/or PDU |  |  | 11918.5
| WADVULTRA-PX-37 | (1) Year Advantage Ultra Service Plan for (1) Symmetra PX UPS 70kVA 80 or 100 frame UPS and/or PDU |  |  | 12248.5
| WADVULTRA-PX-38 | (1) Year Advantage Ultra Service Plan for (1) Symmetra PX UPS 80kVA 80 or 100 frame UPS and/or PDU |  |  | 12545.5
| WADVULTRA-PX-40 | (1) Year Advantage Ultra Service Plan for (1) PX RDP |  |  | 3190
| WADVULTRA-PX-61 | (1) Year Advantage Ultra Service Plan for (1) Symmetra PX 32k160H |  |  | 15185.5
| WADVULTRA-PX-62 | (1) Year Advantage Ultra Service Plan for (1) Symmetra PX 48k or 64k160H |  |  | 18991.5
| WADVULTRA-PX-66 | (1) Year Advantage Ultra Service for (1) Symmetra PX 160k160H |  |  | 36536.5
| WADVULTRA-PX-72 | (1) Year Advantage Ultra Service Plan for (1) Symmetra PX 64k with PDU/XR |  |  | 26031.5
| WADVULTRA-PX-75 | (1) Year Advantage Ultra Service Plan for (1) Symmetra PX 160k with PDU/XR |  |  | 40243.5
| WADVULTRA-SL-11 | (1) Year Advantage Ultra Service Plan for (1) Silcon 20 to 40 kVA |  |  | 9333.5
| WADVULTRA-SL-12 | (1) Year Advantage Ultra Service Plan for (1) Silcon 60kVA |  |  | 12606
| WADVULTRA-SL-13 | (1) Year Advantage Ultra Service Plan for (1) Silcon 80kVA |  |  | 13238.5
| WADVULTRA-UF-21 | 1 Year Advantage Ultra Service Plan for CW LE Model 0600 thru 1400 |  |  | 8816.5
| WADVULTRA-UF-22 | 1 Year Advantage Ultra Service Plan for CW LE Model 1700 thru 2900 |  |  | 9047.5
Maintenance Services » Services » Service Plans
Maintenance Services | WADVULTRA-UF-23 | 1 Year Advantage Ultra Service Plan for 1 CW LE Model 3400 thru 4600 |  |  | 9284
Maintenance Services | WADVULTRA-UF-24 | 1 Year Advantage Ultra Service Plan for 1 CW LE Model 4800 thru 5300 |  |  | 9933
» Services » Service Plans
| WADVULTRA-UF-31 | 1 Year Advantage Ultra Service Plan for 1 DX LE Model 0511 thru 0611 |  |  | 8827.5
| WADVULTRA-UF-32 | 1 Year Advantage Ultra Service Plan for 1 DX LE Model 0721 thru 0921 |  |  | 9911
| WADVULTRA-UF-33 | 1 Year Advantage Ultra Service Plan for 1 DX LE Model 1422 thru 1822 |  |  | 10296
| WADVULTRA-UF-34 | 1 Year Advantage Ultra Service Plan for 1 DX LE Max Model 2222 thru 3342 |  |  | 11407
| WADVULTRA-UF-45 | 1 Year Advantage Ultra Service Plan for 1 DX Unisplit Ceiling or Wall Mount Unit - Model 0341 |  |  | 9548
| WADVULTRA-UF-47 | 1 Year Advantage Ultra Service Plan for 1 DX Unisplit Ceiling or Wall Mount Unit - Model 0481 |  |  | 10307
| WADVULTRA-VL-200 | (1) Yr Advantage Ultra Service Plan for (1) Galaxy VL 200kW UPS |  |  | 19156.5
| WADVULTRA-VL-300 | (1) Yr Advantage Ultra Service Plan for (1) Galaxy VL 300kW UPS |  |  | 20669
| WADVULTRA-VL-400 | (1) Yr Advantage Ultra Service Plan for (1) Galaxy VL 400kW UPS |  |  | 22181.5
| WADVULTRA-VL-500 | (1) Yr Advantage Ultra Service Plan for (1) Galaxy VL 500kW UPS |  |  | 23688.5
| WADVULTRA-VM-18 | (1) Yr Advantage Ultra Service Plan for Galaxy VM 160 to 181kVA UPS, Single or Parallel Config |  |  | 15834.5
| WADVULTRA-VM-25 | (1) Yr Advantage Ultra Service Plan for Galaxy VM 200 to 226kVA UPS, Single or Parallel Config |  |  | 16329.5
| WADVULTRA-VS1-A15 | (1) Yr Advantage Ultra Service Plan for (1) Galaxy VS 10 to 15kW 208V UPS |  |  | 7755
| WADVULTRA-VS1-A25 | (1) Yr Advantage Ultra Service Plan for (1) Galaxy VS 20 to 25kW UPS |  |  | 7887
| WADVULTRA-VS1-A30 | (1) Yr Advantage Ultra Service Plan for (1) Galaxy VS 30kW UPS |  |  | 8019
| WADVULTRA-VS1-A40 | (1) Yr Advantage Ultra Service Plan for (1) Galaxy VS 40kW UPS |  |  | 8156.5
| WADVULTRA-VS1-A50 | (1) Yr Advantage Ultra Service Plan for (1) Galaxy VS 50kW 400 or 480V UPS |  |  | 8244.5
| WADVULTRA-VS2-A100 | (1) Yr Advantage Ultra Service Plan for (1) Galaxy VS 80 to 100kW UPS |  |  | 8992.5
Maintenance Services » Services » Service Plans
Maintenance Services | WADVULTRA-VS2-A40 | (1) Yr Advantage Ultra Service Plan for (1) Galaxy VS 10 to 15kW UPS |  |  | 8695.5
» Services » Service Plans
| WADVULTRA-VS2-A41 | (1) Yr Advantage Ultra Service Plan for (1) Galaxy VS 20 to 25kW UPS |  |  | 8882.5
| WADVULTRA-VS2-A50 | (1) Yr Advantage Ultra Service Plan for (1) Galaxy VS 30 to 50kW 208V UPS |  |  | 8662.5
| WADVULTRA-VS2-A60 | (1) Yr Advantage Ultra Service Plan for (1) Galaxy VS 60kW UPS |  |  | 8860.5
| WADVULTRA-VS3-A150 | (1) Yr Advantage Ultra Service Plan for (1) Galaxy VS 100 to 150kVA UPS |  |  | 11143
| WADVULTRA-VS3-A75 | (1) Yr Advantage Ultra Service Plan for (1) Galaxy VS 60 to 80kVA UPS |  |  | 10406
| WADVULTRA-VX-100 | (1) Yr Advantage Ultra Service Plan for (1) Galaxy VX 1000kVA UPS |  |  | 33731.5
| WADVULTRA-VX-101 | (1) Yr Advantage Ultra Service Plan for (1) Galaxy VX 1000kVA N+1 Redundant UPS |  |  | 38329.5
| WADVULTRA-VX-102 | (1) Yr Advantage Ultra Service Plan for (1) Galaxy VX 1000 Scalable to 1250kVA UPS |  |  | 37235
| WADVULTRA-VX-103 | (1) Yr Advantage Ultra Service Plan for (1) Galaxy VX 1000 Scalable to 1500kVA UPS |  |  | 39248
| WADVULTRA-VX-120 | (1) Yr Advantage Ultra Service Plan for (1) Galaxy VX 1250kVA UPS |  |  | 39380
| WADVULTRA-VX-121 | (1) Yr Advantage Ultra Service Plan for (1) Galaxy VX 1250kVA N+1 Redundant UPS |  |  | 36124
| WADVULTRA-VX-122 | (1) Yr Advantage Ultra Service Plan for (1) Galaxy VX 1250 Scalable to 1500kVA UPS |  |  | 41761.5
| WADVULTRA-VX-150 | (1) Yr Advantage Ultra Service Plan for (1) Galaxy VX 1500kVA UPS |  |  | 44764.5
| WADVULTRA-VX-151 | (1) Yr Advantage Ultra Service Plan for (1) Galaxy VX 1500kVA N+1 Redundant UPS |  |  | 48235
| WADVULTRA-VX-50 | (1) Yr Advantage Ultra Service Plan for (1) Galaxy VX 500 Scalable to 750kVA UPS |  |  | 20834
| WADVULTRA-VX-51 | (1) Yr Advantage Ultra Service Plan for (1) Galaxy VX 500kVA UPS |  |  | 20548
| WADVULTRA-VX-52 | (1) Yr Advantage Ultra Service Plan for (1) Galaxy VX 500kVA N+1 Redundant UPS |  |  | 29194
| WADVULTRA-VX-53 | (1) Yr Advantage Ultra Service Plan for (1) Galaxy VX 500 Scalable to 1000kVA UPS |  |  | 21043
| WADVULTRA-VX-54 | (1) Yr Advantage Ultra Service Plan for (1) Galaxy VX 500 Scalable to 1250kVA UPS |  |  | 21043
| WADVULTRA-VX-55 | (1) Yr Advantage Ultra Service Plan for (1) Galaxy VX 500 Scalable to 1500kVA UPS |  |  | 21043
| WADVULTRA-VX-62 | (1) Yr Advantage Ultra Service Plan for (1) Galaxy VX 625kVA UPS |  |  | 23188
| WADVULTRA-VX-63 | (1) Yr Advantage Ultra Service Plan for (1) Galaxy VX 625kVA N+1 Redundant UPS |  |  | 29056.5
| WADVULTRA-VX-64 | (1) Yr Advantage Ultra Service Plan for (1) Galaxy VX 625 Scalable to 1000kVA UPS |  |  | 24079
Maintenance Services » Services » Service Plans
Maintenance Services | WADVULTRA-VX-75 | (1) Yr Advantage Ultra Service Plan for (1) Galaxy VX 750kVA UPS |  |  | 29106
» Services » Service Plans
| WADVULTRA-VX-76 | (1) Yr Advantage Ultra Service Plan for (1) Galaxy VX 750kVA N+1 Redundant UPS |  |  | 31619.5
| WADVULTRA-VX-77 | (1) Yr Advantage Ultra Service Plan for (1) Galaxy VX 750 Scalable to 1000kVA UPS |  |  | 29507.5
| WADVULTRA-VX-78 | (1) Yr Advantage Ultra Service Plan for (1) Galaxy VX 750 Scalable to 1250kVA UPS |  |  | 29507.5
| WADVULTRA-VX-79 | (1) Yr Advantage Ultra Service Plan for (1) Galaxy VX 750 Scalable to 1500kVA UPS |  |  | 29507.5
| WADVULTRA1-MDC-04 | (1) Year Advantage Ultra Service Plan for (1) Level 4 Micro DC |  |  | 19387.5
| WADVULTRA1-MDC-05 | (1) Year Advantage Ultra Service Plan for (1) Level 5 Micro DC |  |  | 26988.5
| WADVULTRA1AISP-01 | Advantage Ultra Service Plan for All-In-One with Easy 3S, DX cooling, up to 20KW |  |  | 49643
| WADVULTRA1AISP-02 | Advantage Ultra Service Plan for All-In-One with Easy 3S, DX cooling, up to 40KW |  |  | 57563
| WADVULTRA1BISP-01 | Advantage Ultra Service Plan for All-In-One with Easy 3S, CW cooling, up to 20KW |  |  | 27797
| WADVULTRA1BISP-02 | Advantage Ultra Service Plan for All-In-One with Easy 3S, CW cooling, up to 40KW |  |  | 33869
| WADVULTRA2AISP-01 | Advantage Ultra Service Plan for All-In-One with Symmetra PX, DX cooling, up to 20KW |  |  | 53476.5
| WADVULTRA2AISP-02 | Advantage Ultra Service Plan for All-In-One with Symmetra PX, DX cooling, up to 40KW |  |  | 64779
| WADVULTRA2AISP-03 | Advantage Ultra Service Plan for All-In-One with Symmetra PX, DX cooling, up to 60KW |  |  | 78380.5
| WADVULTRA2AISP-04 | Advantage Ultra Service Plan for All-In-One with Symmetra PX, DX cooling, up to 80KW |  |  | 91140.5
| WADVULTRA2AISP-05 | Advantage Ultra Service Plan for All-In-One with Symmetra PX, DX cooling, up to 100KW |  |  | 97460
Prefabricated Modular DC Services » Services » Service Plans
Prefabricated Modular DC Services | WADVULTRA2AISP-06 | Advantage Ultra Service Plan for All-In-One with Symmetra PX, DX cooling, up to 120KW |  |  | 106447
» Services » Service Plans
| WADVULTRA2AISP-07 | Advantage Ultra Service Plan for All-In-One with Symmetra PX, DX cooling, up to 140KW |  |  | 106447
| WADVULTRA2AISP-08 | Advantage Ultra Service Plan for All-In-One with Symmetra PX, DX cooling, up to 160KW |  |  | 123700.5
Prefabricated Modular DC Services » Services » Service Plans
Prefabricated Modular DC Services | WADVULTRA2BISP-01 | Advantage Ultra Service Plan for All-In-One with Symmetra PX, CW cooling, up to 20KW |  |  | 36091
» Services » Service Plans
| WADVULTRA2BISP-02 | Advantage Ultra Service Plan for All-In-One with Symmetra PX, CW cooling, up to 40KW |  |  | 40485.5
| WADVULTRA2BISP-03 | Advantage Ultra Service Plan for All-In-One with Symmetra PX, CW cooling, up to 60KW |  |  | 51474.5
| WADVULTRA2BISP-04 | Advantage Ultra Service Plan for All-In-One with Symmetra PX, CW cooling, up to 80KW |  |  | 54015.5
| WADVULTRA2BISP-05 | Advantage Ultra Service Plan for All-In-One with Symmetra PX, CW cooling, up to 100KW |  |  | 67518
| WADVULTRA2BISP-06 | Advantage Ultra Service Plan for All-In-One with Symmetra PX, CW cooling, up to 120KW |  |  | 71351.5
| WADVULTRA2BISP-07 | Advantage Ultra Service Plan for All-In-One with Symmetra PX, CW cooling, up to 140KW |  |  | 75190.5
| WADVULTRA2BISP-08 | Advantage Ultra Service Plan for All-In-One with Symmetra PX, CW cooling, up to 160KW |  |  | 90167
| WADVULTRA3AISP-01 | Advantage Ultra Service Plan for All-In-One with Galaxy VS, DX cooling, up to 20KW |  |  | 45298
| WADVULTRA3AISP-02 | Advantage Ultra Service Plan for All-In-One with Galaxy VS, DX cooling, up to 40KW |  |  | 55280.5
| WADVULTRA3AISP-03 | Advantage Ultra Service Plan for All-In-One with Galaxy VS, DX cooling, up to 60KW |  |  | 62243.5
| WADVULTRA3AISP-04 | Advantage Ultra Service Plan for All-In-One with Galaxy VS, DX cooling, up to 80KW |  |  | 75636
| WADVULTRA3AISP-05 | Advantage Ultra Service Plan for All-In-One with Galaxy VS, DX cooling, up to 100KW |  |  | 68227.5
| WADVULTRA3AISP-06 | Advantage Ultra Service Plan for All-In-One with Galaxy VS, DX cooling, up to 120KW |  |  | 78936
| WADVULTRA3AISP-07 | Advantage Ultra Service Plan for All-In-One with Galaxy VS, DX cooling, up to 140KW |  |  | 78028.5
| WADVULTRA3BISP-01 | Advantage Ultra Service Plan for All-In-One with Galaxy VS, CW cooling, up to 20KW |  |  | 26185.5
| WADVULTRA3BISP-02 | Advantage Ultra Service Plan for All-In-One with Galaxy VS, CW cooling, up to 40KW |  |  | 30635
| WADVULTRA3BISP-03 | Advantage Ultra Service Plan for All-In-One with Galaxy VS, CW cooling, up to 60KW |  |  | 40298.5
| WADVULTRA3BISP-04 | Advantage Ultra Service Plan for All-In-One with Galaxy VS, CW cooling, up to 80KW |  |  | 39622
| WADVULTRA3BISP-05 | Advantage Ultra Service Plan for All-In-One with Galaxy VS, CW cooling, up to 100KW |  |  | 39622
| WADVULTRA3BISP-06 | Advantage Ultra Service Plan for All-In-One with Galaxy VS, CW cooling, up to 120KW |  |  | 64218
| WADVULTRA3BISP-07 | Advantage Ultra Service Plan for All-In-One with Galaxy VS, CW cooling, up to 140KW |  |  | 70180
| WADVULTRA4AISP-03 | Advantage Ultra Service Plan for All-In-One with Easy 3M, DX cooling, up to 60KW |  |  | 64922
| WADVULTRA4AISP-04 | Advantage Ultra Service Plan for All-In-One with Easy3M, DX cooling, up to 80KW |  |  | 76279.5
| WADVULTRA4AISP-05 | Advantage Ultra Service Plan for All-In-One with Easy 3M, DX cooling, up to 100KW |  |  | 72358
| WADVULTRA4AISP-06 | Advantage Ultra Service Plan for All-In-One with Easy 3M, DX cooling, up to 120KW |  |  | 78182.5
| WADVULTRA4AISP-07 | Advantage Ultra Service Plan for All-In-One with Easy 3M, DX cooling, up to 140KW |  |  | 78182.5
| WADVULTRA4AISP-08 | Advantage Ultra Service Plan for All-In-One with Easy 3M, DX cooling, up to 160KW |  |  | 122661
| WADVULTRA4AISP-09 | Advantage Ultra Service Plan for All-In-One with Easy 3M, DX cooling, up to 180KW |  |  | 134084.5
| WADVULTRA4AISP-10 | Advantage Ultra Service Plan for All-In-One with Easy 3M, DX cooling, up to 200KW |  |  | 155419
| WADVULTRA4BISP-03 | Advantage Ultra Service Plan for All-In-One with Easy 3M, CW cooling, up to 60KW |  |  | 36135
| WADVULTRA4BISP-04 | Advantage Ultra Service Plan for All-In-One with Easy 3M, CW cooling, up to 80KW |  |  | 41525
| WADVULTRA4BISP-05 | Advantage Ultra Service Plan for All-In-One with Easy 3M, CW cooling, up to 100KW |  |  | 58162.5
| WADVULTRA4BISP-06 | Advantage Ultra Service Plan for All-In-One with Easy 3M, CW cooling, up to 120KW |  |  | 63481
| WADVULTRA4BISP-07 | Advantage Ultra Service Plan for All-In-One with Easy 3M, CW cooling, up to 140KW |  |  | 70653
| WADVULTRA4BISP-08 | Advantage Ultra Service Plan for All-In-One with Easy 3M, CW cooling, up to 160KW |  |  | 64410.5
| WADVULTRA4BISP-09 | Advantage Ultra Service Plan for All-In-One with Easy 3M, CW cooling, up to 180KW |  |  | 62859.5
| WADVULTRA4BISP-10 | Advantage Ultra Service Plan for All-In-One with Easy 3M, CW cooling, up to 200KW |  |  | 71797
| WADVULTRA5AISP-09 | Advantage Ultra Service Plan for All-In-One with Galaxy VM, DX cooling, up to 180KW |  |  | 85261
| WADVULTRA6APSP-13 | Advantage Ultra Service Plan for Power Module with Galaxy VL, DX cooling, up to 250KW |  |  | 53812
| WADVULTRA6APSP-14 | Advantage Ultra Service Plan for Power Module with Galaxy VL, DX cooling, up to 500KW |  |  | 62601
| WADVULTRA6APSP-15 | Advantage Ultra Service Plan for Power Module with Galaxy VL, DX cooling, up to 750KW |  |  | 102481.5
| WADVULTRA6APSP-16 | Advantage Ultra Service Plan for Power Module with Galaxy VL, DX cooling, up to 1000KW |  |  | 114136
| WADVULTRA6APSP-17 | Advantage Ultra Service Plan for Power Module with Galaxy VL, DX cooling, up to 1250KW |  |  | 137478
| WADVULTRA6APSP-18 | Advantage Ultra Service Plan for Power Module with Galaxy VL, DX cooling, up to 1500KW |  |  | 146998.5
| WADVULTRA6APSP-19 | Advantage Ultra Service Plan for Power Module with Galaxy VL, DX cooling, up to 1750KW |  |  | 170032.5
| WADVULTRA6APSP-20 | Advantage Ultra Service Plan for Power Module with Galaxy VL, DX cooling, up to 2000KW |  |  | 184618.5
| WADVULTRA6CPSP-13 | Advantage Ultra Service Plan for Power Module with Galaxy VL, CRAC cooling, up to 250KW |  |  | 46733.5
| WADVULTRA6CPSP-14 | Advantage Ultra Service Plan for Power Module with Galaxy VL, DX cooling, up to 500KW |  |  | 56562
| WADVULTRA6CPSP-15 | Advantage Ultra Service Plan for Power Module with Galaxy VL, CRAC cooling, up to 750KW |  |  | 73051
| WADVULTRA6CPSP-16 | Advantage Ultra Service Plan for Power Module with Galaxy VL, CRAC cooling, up to 1000KW |  |  | 73430.5
| WADVULTRA6CPSP-17 | Advantage Ultra Service Plan for Power Module with Galaxy VL, CRAC cooling, up to 1250KW |  |  | 92702.5
| WADVULTRA6CPSP-18 | Advantage Ultra Service Plan for Power Module with Galaxy VL, CRAC cooling, up to 1500KW |  |  | 93945.5
| WADVULTRA6CPSP-19 | Advantage Ultra Service Plan for Power Module with Galaxy VL, CRAC cooling, up to 1750KW |  |  | 124465
| WADVULTRA6CPSP-20 | Advantage Ultra Service Plan for Power Module with Galaxy VL, CRAC cooling, up to 2000KW |  |  | 131417
| WADVULTRA7APSP-13 | Advantage Ultra Service Plan for Power Module with Galaxy VX, DX cooling, up to 250KW |  |  | 54538
| WADVULTRA7APSP-14 | Advantage Ultra Service Plan for Power Module with Galaxy VX, DX cooling, up to 500KW |  |  | 66170.5
| WADVULTRA7APSP-15 | Advantage Ultra Service Plan for Power Module with Galaxy VX, DX cooling, up to 750KW |  |  | 87890
| WADVULTRA7APSP-16 | Advantage Ultra Service Plan for Power Module with Galaxy VX, DX cooling, up to 1000KW |  |  | 101552
| WADVULTRA7APSP-17 | Advantage Ultra Service Plan for Power Module with Galaxy VX, DX cooling, up to 1250KW |  |  | 116314
| WADVULTRA7APSP-18 | Advantage Ultra Service Plan for Power Module with Galaxy VX, DX cooling, up to 1500KW |  |  | 128001.5
| WADVULTRA7APSP-19 | Advantage Ultra Service Plan for Power Module with Galaxy VX, DX cooling, up to 1750KW |  |  | 144237.5
| WADVULTRA7APSP-20 | Advantage Ultra Service Plan for Power Module with Galaxy VX, DX cooling, up to 2000KW |  |  | 172700
| WADVULTRA7CPSP-13 | Advantage Ultra Service Plan for Power Module with Galaxy VX, CRAC cooling, up to 250KW |  |  | 52783.5
| WADVULTRA7CPSP-14 | Advantage Ultra Service Plan for Power Module with Galaxy VX, DX cooling, up to 500KW |  |  | 54736
| WADVULTRA7CPSP-15 | Advantage Ultra Service Plan for Power Module with Galaxy VX, CRAC cooling, up to 750KW |  |  | 60500
| WADVULTRA7CPSP-16 | Advantage Ultra Service Plan for Power Module with Galaxy VX, CRAC cooling, up to 1000KW |  |  | 63459
| WADVULTRA7CPSP-17 | Advantage Ultra Service Plan for Power Module with Galaxy VX, CRAC cooling, up to 1250KW |  |  | 67298
| WADVULTRA7CPSP-18 | Advantage Ultra Service Plan for Power Module with Galaxy VX, CRAC cooling, up to 1500KW |  |  | 73254.5
| WADVULTRA7CPSP-19 | Advantage Ultra Service Plan for Power Module with Galaxy VX, CRAC cooling, up to 1750KW |  |  | 96063
| WADVULTRA7CPSP-20 | Advantage Ultra Service Plan for Power Module with Galaxy VX, CRAC cooling, up to 2000KW |  |  | 116006
Maintenance Services » Services » Service Plans
Maintenance Services | WADVULTRAM-E6-22 | (1) Year Advantage Ultra Service Plan for (1) EPS 6000 150 to 225 kVA UPS > 10 years installed |  |  | 22368.5
Maintenance Services | WADVULTRAM-E6-37 | (1) Year Advantage Ultra Service Plan for (1) EPS 6000 300 to 375 kVA UPS > 10 years installed |  |  | 25861
Maintenance Services | WADVULTRAM-E6-62 | (1) Year Advantage Ultra Service Plan for (1) EPS 6000 500 to 625 kVA UPS > 10 years installed |  |  | 26939
Maintenance Services | WADVULTRAM-E6-80 | (1) Year Advantage Ultra Service Plan for (1) EPS 6000 750 to 800 kVA UPS > 10 years installed |  |  | 28737.5
Maintenance Services | WADVULTRAM-E7-50 | (1) Year Advantage Ultra Service Plan for (1) EPS 7000 300 to 500 kVA UPS > 10 years installed |  |  | 25943.5
Maintenance Services | WADVULTRAM-E8-10 | (1) Year Advantage Ultra Service Plan for (1) EPS 8000 1000 kVA UPS > 10 Years Installed |  |  | 29931
Maintenance Services | WADVULTRAM-E8-11 | (1) Year Advantage Ultra Service Plan for (1) EPS 8000 1100 to 1125 kVA UPS > 10 Years Installed |  |  | 31531.5
Maintenance Services | WADVULTRAM-E8-62 | (1) Year Advantage Ultra Service Plan for (1) EPS 8000 555 kVA UPS > 10 Years Installed |  |  | 26939
Maintenance Services | WADVULTRAM-E8-80 | (1) Year Advantage Ultra Service Plan for (1) EPS 8000 625 to 800 kVA UPS > 10 Years Installed |  |  | 28737.5
Maintenance Services | WADVULTRAM-G3-21 | (1) Year Advantage Ultra Service Plan for (1) Galaxy 3500 or SUVT 10-15 kVA UPS > 10 years installed |  |  | 6110.5
Maintenance Services | WADVULTRAM-G3-22 | (1) Year Advantage Ultra Service Plan for (1) Galaxy 3500 or SUVT 20 kVA UPS > 10 years installed |  |  | 7975
Maintenance Services | WADVULTRAM-G3-23 | (1) Year Advantage Ultra Service Plan for (1) Galaxy 3500 or SUVT 30 kVA UPS > 10 years installed |  |  | 9080.5
Maintenance Services | WADVULTRAM-G3-24 | (1) Year Advantage Ultra Service Plan for (1) Galaxy 3500 or SUVT 40 kVA UPS > 10 years installed |  |  | 9641.5
Maintenance Services | WADVULTRAM-MW-09 | (1) Year Advantage Ultra Service Plan for Symmetra MW 400kVA >10yrs Installed |  |  | 24942.5
Maintenance Services | WADVULTRAM-MW-10 | (1) Year Advantage Ultra Service Plan for Symmetra MW 600kVA >10yrs Installed |  |  | 30536
Maintenance Services | WADVULTRAM-MW-11 | (1) Year Advantage Ultra Service Plan for Symmetra MW 800kVA >10yrs Installed |  |  | 35359.5
Maintenance Services | WADVULTRAM-MW-12 | (1) Year Advantage Ultra Service Plan for Symmetra MW 1000kVA >10yrs Installed |  |  | 40953
Maintenance Services | WADVULTRAM-MW-13 | (1) Year Advantage Ultra Service Plan for Symmetra MW 1200kVA >10yrs Installed |  |  | 46365
Maintenance Services | WADVULTRAM-MW-14 | (1) Year Advantage Ultra Service Plan for Symmetra MW 1400kVA >10yrs Installed |  |  | 48746.5
Maintenance Services | WADVULTRAM-MW-15 | (1) Year Advantage Ultra Service Plan for Symmetra MW 1600kVA >10yrs Installed |  |  | 50693.5
Maintenance Services | WADVULTRAM-PX-21 | (1) Year Advantage Ultra Service Plan for (1) Symmetra PX UPS 10kVA 40 and/or PDU >10yrs Installed |  |  | 9416
Maintenance Services | WADVULTRAM-PX-22 | (1) Year Advantage Ultra Service Plan for (1) Symmetra PX UPS 20kVA 40 and/or PDU >10yrs Installed |  |  | 10010
Maintenance Services | WADVULTRAM-PX-23 | (1) Year Advantage Ultra Service Plan for (1) Symmetra PX UPS 30kVA 40 and/or PDU >10yrs Installed |  |  | 10560
Maintenance Services | WADVULTRAM-PX-24 | (1) Year Advantage Ultra Service Plan for (1) Symmetra PX UPS 40kVA 40 and/or PDU >10yrs Installed |  |  | 10807.5
Maintenance Services | WADVULTRAM-PX-31 | 1 Year Advantage Ultra Service for 1 Symmetra PX 10kVA 80 / 100 frame UPS & or PDU >10yrs Installed |  |  | 12094.5
Maintenance Services | WADVULTRAM-PX-32 | 1 Year Advantage Ultra Service for 1 Symmetra PX 20kVA 80 / 100 frame UPS & or PDU >10yrs Installed |  |  | 12606
Maintenance Services | WADVULTRAM-PX-33 | 1 Year Advantage Ultra Service for 1 Symmetra PX 30kVA 80 / 100 frame UPS & or PDU >10yrs Installed |  |  | 12831.5
Maintenance Services | WADVULTRAM-PX-34 | 1 Year Advantage Ultra Service for 1 Symmetra PX 40kVA 80 / 100 frame UPS & or PDU >10yrs Installed |  |  | 13508
Maintenance Services | WADVULTRAM-PX-35 | 1 Year Advantage Ultra Service for 1 Symmetra PX 50kVA 80 / 100 frame UPS & or PDU >10yrs Installed |  |  | 13744.5
Maintenance Services | WADVULTRAM-PX-36 | 1 Year Advantage Ultra Service for 1 Symmetra PX 60kVA 80 / 100 frame UPS & or PDU >10yrs installed |  |  | 14641
Maintenance Services | WADVULTRAM-PX-37 | 1 Year Advantage Ultra Service for 1 Symmetra PX 70kVA 80 / 100 frame UPS & or PDU >10yrs installed |  |  | 15048
Maintenance Services | WADVULTRAM-PX-38 | 1 Year Advantage Ultra Service for 1 Symmetra PX 80kVA 80 / 100 frame UPS & or PDU >10yrs installed |  |  | 15405.5
» Services » Service Plans
| WCOOLUP-AX-14 | 2 Year Cool Upgrade for (1) InfraStruXure InRow SC |  |  | 5027
| WCOOLUP-AX-15 | 2 Year Cool Upgrade for (1) In Row ACRD Half Rack 10KW |  |  | 6341.5
| WCOOLUP-AX-22 | 2 Year Cool Upgrade for (1) InfraStruXure InRow RP Chilled Water |  |  | 9702
| WCOOLUP-AX-26 | 2 Year Cool Upgrade for (1) InfraStruXure InRow RC Chilled Water |  |  | 5252.5
Maintenance Services » Services » Service Plans
Maintenance Services | WCOOLUP-AX-34 | 2 Year Cool Upgrade for (1) In Row ACRD 300 and 301 Series |  |  | 8068.5
» Services » Service Plans
| WCOOLUP-AX-36 | 2 Year Cool Upgrade for (1) In Row ACRH 301 series |  |  | 10747
| WCOOLUP-AX-41 | 2 Year Cool Upgrade for (1) InfraStruXure InRow 600mm DX Air Cooled |  |  | 14437.5
| WCOOLUP-AX-70 | 2 Year Cool Upgrade for (1) R134A Pumped Refrigerant Distribution Unit (RDU) |  |  | 6330.5
Maintenance Services » Services » Service Plans
Maintenance Services | WCOOLUP-AX-73 | 2 Year Cool Upgrade for (1) R134A Pumped Refrigerant InRow Unit (ACOA or ACRA) |  |  | 5236
» Services » Service Plans
| WCOOLUP-UF-21 | 2 Year Cool Upgrade forCW LE Model 0600 thru 1400 |  |  | 7342.5
| WCOOLUP-UF-22 | 2 Year Cool Upgrade for CW LE Model 1700 thru 2900 |  |  | 7634
| WCOOLUP-UF-23 | 2 Year Cool Upgrade for1 CW LE Model 3400 thru 4600 |  |  | 8057.5
| WCOOLUP-UF-24 | 2 Year Cool Upgrade for 1 CW LE Model 4800 thru 5300 |  |  | 8712
| WCOOLUP-UF-31 | 2 Year Cool Upgrade for1 DX LE Model 0511 thru 0611 |  |  | 8893.5
| WCOOLUP-UF-32 | 2 Year Cool Upgrade for1 DX LE Model 0721 thru 0921 |  |  | 9223.5
| WCOOLUP-UF-33 | 2 Year Cool Upgrade for1 DX LE Model 1422 thru 1822 |  |  | 9685.5
| WCOOLUP-UF-34 | 2 Year Cool Upgrade for1 DX LE Max Model 2222 thru 3342 |  |  | 9938.5
Maintenance Services » Services » Service Plans
Maintenance Services | WCOOLUP-UF-45 | 2 Year Cool Upgrade for 1 DX Unisplit Ceiling or Wall Mount Unit - Model 0341 |  |  | 8772.5
Maintenance Services | WCOOLUP-UF-47 | 2 Year Cool Upgrade for 1 DX Unisplit Ceiling or Wall Mount Unit - Model 0481 |  |  | 9691
Maintenance Services » Services » Service Plans
Maintenance Services | WOE1YR-AE-25 | (1) Year On-Site Warranty Extension Service for (1) IAEC25 250Kw Cooling Unit |  |  | 20031
Maintenance Services | WOE1YR-AE-50 | (1) Year On-Site Warranty Extension Service for (1) IAEC50 500Kw Cooling Unit |  |  | 35882
» Services » Service Plans
| WOE1YR-AX-14 | 1 Year On-Site Warranty Extension for (1) InfraStruXure InRow SC |  |  | 2343
| WOE1YR-AX-15 | 1 Year On-Site Warranty Extension for (1) In Row ACRD Half Rack 10KW |  |  | 4862
| WOE1YR-AX-22 | 1 Year On-Site Warranty Extension for (1) InfraStruXure InRow RP Chilled Water |  |  | 5819
| WOE1YR-AX-25 | 1 Year On-Site Warranty Extension for (1) InfraStruXure InRoom Chilled Water 28-87kw |  |  | 5835.5
| WOE1YR-AX-26 | 1 Year On-Site Warranty Extension for (1) InfraStruXure InRow RC Chilled Water |  |  | 3443
| WOE1YR-AX-27 | 1 Year On-Site Warranty Extension for (1) InRoom Chilled Water 87kw |  |  | 6446
| WOE1YR-AX-33 | 1 Year On-Site Warranty Extension for (1) InRoom DX 0-27kw |  |  | 6776
| WOE1YR-AX-34 | 1 Year On-Site Warranty Extension for (1) In Row ACRD 300 and 301 Series |  |  | 7568
| WOE1YR-AX-35 | 1 Year On-Site Warranty Extension for (1) InRoom DX 28-35kw |  |  | 7034.5
| WOE1YR-AX-36 | 1 Year On-Site Warranty Extension for (1) In Row ACRH 301 series |  |  | 7975
| WOE1YR-AX-37 | 1 Year On-Site Warranty Extension for (1) InRoom DX 36-61kw |  |  | 8365.5
| WOE1YR-AX-39 | 1 Year On-Site Warranty Extension for (1) InRoom DX 62-86kw |  |  | 8701
| WOE1YR-AX-41 | 1 Year On-Site Warranty Extension for (1) InfraStruXure InRow 600mm DX Air Cooled |  |  | 6776
| WOE1YR-E7-50 | (1) Year On-Site Warranty Extension for (1) EPS 7000 300 to 500 kVA UPS |  |  | 12903
| WOE1YR-E8-10 | (1) Year On-Site Warranty Extension for (1) EPS 8000 1000 kVA UPS |  |  | 14894
| WOE1YR-E8-11 | (1) Year On-Site Warranty Extension for (1) EPS 8000 1100 to 1125 kVA UPS |  |  | 15686
| WOE1YR-E8-62 | (1) Year On-Site Warranty Extension for (1) EPS 8000 555 kVA UPS |  |  | 13403.5
| WOE1YR-E8-80 | (1) Year On-Site Warranty Extension for (1) EPS 8000 625 to 800 kVA UPS |  |  | 14294.5
| WOE1YR-EZU-15 | 1 Year On-Site Warranty Ext for (1) Easy UPS 3S UL 10-15kVA UPS |  |  | 5846.5
| WOE1YR-EZU-20 | 1 Year On-Site Warranty Ext for (1) Easy UPS 3S UL 20kVA UPS |  |  | 5956.5
| WOE1YR-EZU-30 | 1 Year On-Site Warranty Ext for (1) Easy UPS 3S UL 30kVA UPS |  |  | 6435
| WOE1YR-EZU-40 | 1 Year On-Site Warranty Ext for (1) Easy UPS 3S UL 40kVA UPS |  |  | 6770.5
| WOE1YR-G3-21 | 1 Year On-Site Warranty Extension for (1) Galaxy 3500 or SUVT 10-15 kVA UPS |  |  | 3085.5
| WOE1YR-G3-22 | 1 Year On-Site Warranty Extension for (1) Galaxy 3500 or SUVT 20 kVA UPS |  |  | 4026
| WOE1YR-G3-23 | 1 Year On-Site Warranty Extension for (1) Galaxy 3500 or SUVT 30 kVA UPS |  |  | 4581.5
| WOE1YR-G3-24 | 1 Year On-Site Warranty Extension for (1) Galaxy 3500 or SUVT 40 kVA UPS |  |  | 4669.5
Maintenance Services » Services » Service Plans
Maintenance Services | WOE1YR-G3-28 | 1 Year On-Site Warranty Extension for (1) Galaxy 3500 or SUVT 80 kVA UPS |  |  | 5406.5
» Services » Service Plans
| WOE1YR-G3-31 | (1) Year On-Site Warranty Extension for Galaxy 3000 20 to 30kVA UPS |  |  | 4301
| WOE1YR-G4-50 | (1) Year On-Site Warranty Extension for Galaxy 4000 40 to 50kVA UPS |  |  | 4768.5
| WOE1YR-G4-75 | (1) Year On-Site Warranty Extension for Galaxy 4000 65 to 75kVA UPS |  |  | 5170
| WOE1YR-G5-13 | (1) Year On-Site Warranty Extension for Galaxy 5000/5500 100-130kVA |  |  | 6435
| WOE1YR-G5-81 | (1) Year On-Site Warranty Extension for Galaxy 5000/5500 41 - 80kVA |  |  | 5929
| WOE1YR-GP-12 | (1) Year On-Site Warranty Extension for (1) Galaxy PW or PWI 80 to 130 kVA UPS |  |  | 6330.5
| WOE1YR-GP-15 | (1) Year On-Site Warranty Extension for (1) Galaxy PW 150 or 180 or PWI 160 kVA UPS |  |  | 7568
| WOE1YR-GP-20 | (1) Year On-Site Warranty Extension for (1) Galaxy PW 160 or 200 or PWI 200 kVA UPS |  |  | 8640.5
| WOE1YR-GP-22 | (1) Year On-Site Warranty Extension for (1) Galaxy PW 225 kVA UPS |  |  | 8822
Maintenance Services » Services » Service Plans
Maintenance Services | WOE1YR-GT-100 | (1) Year On-Site Warranty Extension for (1) PXC 100 kVA UPS |  |  | 8332.5
Maintenance Services | WOE1YR-GT-20 | (1) Year On-Site Warranty Extension for (1) PXC 10 - 25 kVA UPS |  |  | 6688
Maintenance Services | WOE1YR-GT-40 | (1) Year On-Site Warranty Extension for (1) PXC 30 - 40 kVA UPS |  |  | 7117
Maintenance Services | WOE1YR-GT-60 | (1) Year On-Site Warranty Extension for (1) PXC 50 - 60 kVA UPS |  |  | 7513
Maintenance Services | WOE1YR-GT-80 | (1) Year On-Site Warranty Extension for (1) PXC 75 - 80 kVA UPS |  |  | 7936.5
» Services » Service Plans
| WOE1YR-LB-E1 | (1) Yr On-Site Warranty Ext for 1 rack Type E Li-Ion Battery solution |  |  | 3487
| WOE1YR-LB-E2 | (1) Yr On-Site Warranty Ext for 2 rack Type E Li-Ion Battery solution |  |  | 6754
| WOE1YR-LB-E3 | (1) Yr On-Site Warranty Ext for 3 rack Type E Li-Ion Battery solution |  |  | 9284
| WOE1YR-LB-E4 | (1) Yr On-Site Warranty Ext for 4 rack Type E Li-Ion Battery solution |  |  | 11803
| WOE1YR-LB-E5 | (1) Yr On-Site Warranty Ext for 5 rack Type E Li-Ion Battery solution |  |  | 14327.5
| WOE1YR-LB-E6 | (1) Yr On-Site Warranty Ext for 6 rack Type E Li-Ion Battery solution |  |  | 16852
| WOE1YR-LB-E7 | (1) Yr On-Site Warranty Ext for 7 rack Type E Li-Ion Battery solution |  |  | 19376.5
| WOE1YR-LB-E8 | (1) Yr On-Site Warranty Ext for 8 rack Type E Li-Ion Battery solution |  |  | 21901
| WOE1YR-LB-G1 | (1) Yr On-Site Warranty Ext for 1 rack Type G Li-Ion Battery solution |  |  | 3575
Maintenance Services » Services » Service Plans
Maintenance Services | WOE1YR-LB-G2 | (1) Yr On-Site Warranty Ext for 2 rack Type G Li-Ion Battery solution |  |  | 6941
» Services » Service Plans
| WOE1YR-LB-G3 | (1) Yr On-Site Warranty Ext for 3 rack Type G Li-Ion Battery solution |  |  | 9559
| WOE1YR-LB-G4 | (1) Yr On-Site Warranty Ext for 4 rack Type G Li-Ion Battery solution |  |  | 12171.5
| WOE1YR-LB-G5 | (1) Yr On-Site Warranty Ext for 5 rack Type G Li-Ion Battery solution |  |  | 14784
| WOE1YR-LB-G6 | (1) Yr On-Site Warranty Ext for 6 rack Type G Li-Ion Battery solution |  |  | 17407.5
| WOE1YR-LB-G7 | (1) Yr On-Site Warranty Ext for 7 rack Type G Li-Ion Battery solution |  |  | 20020
| WOE1YR-LB-G8 | (1) Yr On-Site Warranty Ext for 8 rack Type G Li-Ion Battery solution |  |  | 22638
| WOE1YR-LB-O10 | (1) Yr On-Site Warranty Ext for 10 rack Type O Li-Ion Battery solution |  |  | 21785.5
| WOE1YR-LB-O12 | (1) Yr On-Site Warranty Ext for 12 rack Type O Li-Ion Battery solution |  |  | 27181
| WOE1YR-LB-O14 | (1) Yr On-Site Warranty Ext for 14 rack Type O Li-Ion Battery solution |  |  | 31196
| WOE1YR-LB-O16 | (1) Yr On-Site Warranty Ext for 16 rack Type O Li-Ion Battery solution |  |  | 35211
| WOE1YR-LB-O2 | (1) Yr On-Site Warranty Ext for 2 rack Type O Li-Ion Battery solution |  |  | 5725.5
| WOE1YR-LB-O4 | (1) Yr On-Site Warranty Ext for 4 rack Type O Li-Ion Battery solution |  |  | 9735
| WOE1YR-LB-O6 | (1) Yr On-Site Warranty Ext for 6 rack Type O Li-Ion Battery solution |  |  | 13750
| WOE1YR-LB-O8 | (1) Yr On-Site Warranty Ext for 8 rack Type O Li-Ion Battery solution |  |  | 17770.5
| WOE1YR-LB-S10 | (1) Yr On-Site Warranty Ext for 10 rack Type S Li-Ion Battery solution |  |  | 24255
| WOE1YR-LB-S12 | (1) Yr On-Site Warranty Ext for 12 rack Type S Li-Ion Battery solution |  |  | 30145.5
| WOE1YR-LB-S14 | (1) Yr On-Site Warranty Ext for 14 rack Type S Li-Ion Battery solution |  |  | 34661
| WOE1YR-LB-S16 | (1) Yr On-Site Warranty Ext for 16 rack Type S Li-Ion Battery solution |  |  | 39165.5
| WOE1YR-LB-S4 | (1) Yr On-Site Warranty Ext for 4 rack Type S Li-Ion Battery solution |  |  | 10725
| WOE1YR-LB-S6 | (1) Yr On-Site Warranty Ext for 6 rack Type S Li-Ion Battery solution |  |  | 15235
| WOE1YR-LB-S8 | (1) Yr On-Site Warranty Ext for 8 rack Type S Li-Ion Battery solution |  |  | 19750.5
| WOE1YR-MW-09 | (1) Year On-Site Warranty Extension for (1) Symmetra MW 400kVA |  |  | 11671
| WOE1YR-MW-10 | (1) Year On-Site Warranty Extension for (1) Symmetra MW 600kVA |  |  | 14272.5
| WOE1YR-MW-11 | (1) Year On-Site Warranty Extension for (1) Symmetra MW 800kVA |  |  | 16076.5
| WOE1YR-MW-12 | (1) Year On-Site Warranty Extension for (1) Symmetra MW 1000kVA |  |  | 18958.5
| WOE1YR-MW-13 | (1) Year On-Site Warranty Extension for (1) Symmetra MW 1200kVA |  |  | 21076
| WOE1YR-MW-14 | (1) Year On-Site Warranty Extension for (1) Symmetra MW 1400kVA |  |  | 23815
| WOE1YR-MW-15 | (1) Year On-Site Warranty Extension for (1) Symmetra MW 1600kVA |  |  | 25844.5
| WOE1YR-NX-81 | 1 Yr NBD Response On-Site Warranty Extension for (1) SY 100 to 250 kVA UPS, (2) XR Frames and PDU |  |  | 14756.5
| WOE1YR-NX-82 | 1 Yr NBD Response On-Site Warranty Extension for (1) SY 200 kVA UPS, (2) XR Frames and PDU |  |  | 17160
Maintenance Services » Services » Service Plans
Maintenance Services | WOE1YR-NX-83 | 1 Year On-Site Warranty Extension for (1) External Battery Frame for Symmetra 250/500kW |  |  | 2106.5
» Services » Service Plans
| WOE1YR-NX-84 | 1 Yr NBD Response On-Site Warranty Extension for (1) SY 250 kVA UPS, (2) XR Frames and PDU |  |  | 20344.5
| WOE1YR-NX-85 | 1 Yr NBD Response On-Site Warranty Extension for (1) SY 300 kVA UPS, (4) XR Frames and PDU |  |  | 24370.5
| WOE1YR-NX-86 | 1 Yr NBD Response On-Site Warranty Extension for (1) SY 400 kVA UPS, (4) XR Frames and PDU |  |  | 25690.5
| WOE1YR-NX-87 | 1 Yr NBD Response On-Site Warranty Extension for (1) SY 500kVA UPS, (4) XR Frames and PDU |  |  | 28319.5
| WOE1YR-PD-20 | 1 Year Onsite Warranty Extension for (1) 5U Rack Distribution Panel |  |  | 1259.5
| WOE1YR-PD-30 | 1 Year Onsite Warranty Extension for (1) 1/2 Rack Remote Power Panel |  |  | 2403.5
| WOE1YR-PD-50 | (1) Year On-Site Warranty Extension for (1) InfraStruxure 60 kVA or 150 kVA PDU |  |  | 2755.5
| WOE1YR-PM-30 | (1) Year On-Site Warranty Extension for (1) PMM 30 to 300 Amp |  |  | 1864.5
| WOE1YR-PM-40 | (1) Year On-Site Warranty Extension for (1) PMM 400 or 500 |  |  | 2513.5
| WOE1YR-PM-50 | 1 Year On-Site Warranty Extension for (1) Galaxy RPP 250 or 400 A |  |  | 1864.5
| WOE1YR-PM-60 | (1) Year On-Site Warranty Extension for (1) ANRD PMM 75 to 300 kVA |  |  | 2150.5
| WOE1YR-PM-80 | (1) Year On-Site Warranty Extension for (1) ANRD PMM 600 to 1200 kVA |  |  | 3058
| WOE1YR-PX-21 | (1) Year On-Site Warranty Extension for (1) Symmetra PX UPS 10kVA 40 and/or PDU |  |  | 4812.5
| WOE1YR-PX-22 | (1) Year On-Site Warranty Extension for (1) Symmetra PX UPS 20kVA 40 and/or PDU |  |  | 5115
| WOE1YR-PX-23 | (1) Year On-Site Warranty Extension for (1) Symmetra PX UPS 30kVA 40 and/or PDU |  |  | 5401
| WOE1YR-PX-24 | (1) Year On-Site Warranty Extension for (1) Symmetra PX UPS 40kVA 40 and/or PDU |  |  | 5753
| WOE1YR-PX-31 | (1) Year On-Site Warranty Extension (1) Symmetra PX UPS 10kVA 80 or 100 frame and/or PDU |  |  | 6182
| WOE1YR-PX-32 | (1) Year On-Site Warranty Extension for (1) Symmetra PX UPS 20kVA 80 or 100 frame and/or PDU |  |  | 6457
| WOE1YR-PX-33 | (1) Year On-Site Warranty Extension for (1) Symmetra PX UPS 30kVA 80 or 100 frame and/or PDU |  |  | 6561.5
| WOE1YR-PX-34 | (1) Year On-Site Warranty Extension for (1) Symmetra PX UPS 40kVA 80 or 100 frame and/or PDU |  |  | 6919
| WOE1YR-PX-35 | (1) Year On-Site Warranty Extension for (1) Symmetra PX UPS 50kVA 80 or 100 frame and/or PDU |  |  | 7254.5
| WOE1YR-PX-36 | (1) Year On-Site Warranty Extension for (1) Symmetra PX UPS 60kVA 80 or 100 frame and/or PDU |  |  | 7496.5
| WOE1YR-PX-37 | (1) Year On-Site Warranty Extension for (1) Symmetra PX UPS 70kVA 80 or 100 frame and/or PDU |  |  | 7705.5
| WOE1YR-PX-38 | (1) Year On-Site Warranty Extension for (1) Symmetra PX UPS 80kVA 80 or 100 frame and/or PDU |  |  | 7881.5
| WOE1YR-PX-39 | (1) Year On-Site Warranty Extension for (1) Symmetra PX UPS 90kVA 100 and/or PDU |  |  | 8514
| WOE1YR-PX-40 | (1) Year On-Site Warranty Extension for (1) PX RDP |  |  | 2013
| WOE1YR-PX-41 | (1) Year On-Site Warranty Extension for (1) Symmetra PX UPS 100kVA 100 and/or PDU |  |  | 9058.5
| WOE1YR-PX-72 | 1 Year Onsite Warranty Extension for Symmetra PX 64kW with PDU/XR |  |  | 16351.5
| WOE1YR-UF-21 | 1 Year On Site Warranty Ext. forCW LE Model 0600 thru 1400 |  |  | 6028
| WOE1YR-UF-22 | 1 Year On Site Warranty Ext. for CW LE Model 1700 thru 2900 |  |  | 6182
| WOE1YR-UF-23 | 1 Year On Site Warranty Ext. for1 CW LE Model 3400 thru 4600 |  |  | 6347
Maintenance Services » Services » Service Plans
Maintenance Services | WOE1YR-UF-24 | 1 Year On Site Warranty Ext. for 1 CW LE Model 4800 thru 5300 |  |  | 6776
» Services » Service Plans
| WOE1YR-UF-31 | 1 Year On Site Warranty Ext. for1 DX LE Model 0511 thru 0611 |  |  | 4966.5
| WOE1YR-UF-32 | 1 Year On Site Warranty Ext. for1 DX LE Model 0721 thru 0921 |  |  | 5582.5
| WOE1YR-UF-33 | 1 Year On Site Warranty Ext. for1 DX LE Model 1422 thru 1822 |  |  | 5797
| WOE1YR-UF-34 | 1 Year On Site Warranty Ext. for1 DX LE Max Model 2222 thru 3342 |  |  | 6424
| WOE1YR-UF-45 | 1 Year On Site Warranty Ext. for 1 DX Unisplit Ceiling or Wall Mount Unit - Model 0341 |  |  | 5769.5
| WOE1YR-UF-47 | 1 Year On Site Warranty Ext. for 1 DX Unisplit Ceiling or Wall Mount Unit - Model 0481 |  |  | 6226
| WOE1YR-VL-200 | 1 Year On-Site Warranty Ext for (1) Galaxy VL 200kW UPS |  |  | 10444.5
| WOE1YR-VL-300 | 1 Year On-Site Warranty Ext for (1) Galaxy VL 300kW UPS |  |  | 11275
| WOE1YR-VL-400 | 1 Year On-Site Warranty Ext for (1) Galaxy VL 400kW UPS |  |  | 12094.5
| WOE1YR-VL-500 | 1 Year On-Site Warranty Ext for (1) Galaxy VL 500kW UPS |  |  | 12919.5
| WOE1YR-VM-18 | 1 Yr On-Site Warranty Ext for (1) Galaxy VM 160 to 181kVA UPS, Single or Parallel Configuration |  |  | 7711
Maintenance Services » Services » Service Plans
Maintenance Services | WOE1YR-VM-24 | 1 Yr On-Site Warranty Ext for (1) Galaxy VM Narrow Modular Batt Frame with up to 24 Batteries |  |  | 1479.5
» Services » Service Plans
| WOE1YR-VM-25 | 1 Yr On-Site Warranty Ext for (1) Galaxy VM 200 to 226kVA UPS, Single or Parallel Configuration |  |  | 7953
Maintenance Services » Services » Service Plans
Maintenance Services | WOE1YR-VM-48 | 1 Yr On-Site Warranty Ext for (1) Galaxy VM Wide Modular Batt Frame with up to 48 batteries |  |  | 2106.5
Maintenance Services | WOE1YR-VS1-A15 | 1 Year On-Site Warranty Ext for (1) Galaxy VS 10 to 15kW 208V UPS |  |  | 4229.5
» Services » Service Plans
| WOE1YR-VS1-A25 | 1 Year On-Site Warranty Ext for (1) Galaxy VS 20 to 25kW UPS |  |  | 4301
| WOE1YR-VS1-A30 | 1 Year On-Site Warranty Ext for (1) Galaxy VS 30kW UPS |  |  | 4378
| WOE1YR-VS1-A40 | 1 Year On-Site Warranty Ext for (1) Galaxy VS 40kW UPS |  |  | 4449.5
| WOE1YR-VS1-A50 | 1 Year On-Site Warranty Ext for (1) Galaxy VS 50kW 400 or 480V UPS |  |  | 4499
| WOE1YR-VS2-A100 | 1 Year On-Site Warranty Ext for (1) Galaxy VS 80 to 100kW UPS |  |  | 4911.5
| WOE1YR-VS2-A40 | 1 Year On-Site Warranty Ext for (1) Galaxy VS 10 to 15k WUPS |  |  | 4741
| WOE1YR-VS2-A41 | 1 Year On-Site Warranty Ext for (1) Galaxy VS 20 to 25kW UPS |  |  | 4845.5
| WOE1YR-VS2-A50 | 1 Year On-Site Warranty Ext for (1) Galaxy VS 30 to 50kW 208V UPS |  |  | 4724.5
| WOE1YR-VS2-A60 | 1 Year On-Site Warranty Ext for (1) Galaxy VS 60kW UPS |  |  | 4834.5
| WOE1YR-VS3-A150 | 1 Year On-Site Warranty Ext for (1) Galaxy VS 100 to 150kVA UPS |  |  | 6077.5
| WOE1YR-VS3-A75 | 1 Year On-Site Warranty Ext for (1) Galaxy VS 60 to 80kVA UPS |  |  | 5681.5
| WOE1YR-VX-100 | 1 Yr On-Site Warranty Ext for (1) Galaxy VX 1000kVA UPS |  |  | 18397.5
| WOE1YR-VX-101 | 1 Year On-Site Warranty Ext for (1) Galaxy VX 1000kVA N+1 Redundant UPS |  |  | 20905.5
| WOE1YR-VX-102 | 1 Year On-Site Warranty Ext for (1) Galaxy VX 1000 Scalable to 1250kVA UPS |  |  | 20311.5
| WOE1YR-VX-103 | 1 Year On-Site Warranty Ext for (1) Galaxy VX 1000 Scalable to 1500kVA UPS |  |  | 21406
| WOE1YR-VX-120 | 1 Yr On-Site Warranty Ext for (1) Galaxy VX 1250kVA UPS |  |  | 21477.5
| WOE1YR-VX-121 | 1 Year On-Site Warranty Ext for (1) Galaxy VX 1250kVA N+1 Redundant UPS |  |  | 19701
| WOE1YR-VX-122 | 1 Year On-Site Warranty Ext for (1) Galaxy VX 1250 Scalable to 1500kVA UPS |  |  | 22781
| WOE1YR-VX-150 | 1 Yr On-Site Warranty Ext for (1) Galaxy VX 1500kVA UPS |  |  | 24420
| WOE1YR-VX-151 | 1 Year On-Site Warranty Ext for (1) Galaxy VX 1500kVA N+1 Redundant UPS |  |  | 26306.5
| WOE1YR-VX-50 | 1 Year On-Site Warranty Ext for (1) Galaxy VX 500 Scalable to 750kVA UPS |  |  | 11363
| WOE1YR-VX-51 | 1 Year On-Site Warranty Ext for (1) Galaxy VX 500kVA UPS |  |  | 11203.5
| WOE1YR-VX-52 | 1 Year On-Site Warranty Ext for (1) Galaxy VX 500kVA N+1 Redundant UPS |  |  | 15928
| WOE1YR-VX-53 | 1 Year On-Site Warranty Ext for (1) Galaxy VX 500 Scalable to 1000kVA UPS |  |  | 11484
| WOE1YR-VX-54 | 1 Year On-Site Warranty Ext for (1) Galaxy VX 500 Scalable to 1250kVA UPS |  |  | 11484
| WOE1YR-VX-55 | 1 Year On-Site Warranty Ext for (1) Galaxy VX 500 Scalable to 1500kVA UPS |  |  | 11484
| WOE1YR-VX-62 | 1 Year On-Site Warranty Ext for (1) Galaxy VX 625kVA UPS |  |  | 12650
| WOE1YR-VX-63 | 1 Year On-Site Warranty Ext for (1) Galaxy VX 625kVA N+1 Redundant UPS |  |  | 15840
| WOE1YR-VX-64 | 1 Year On-Site Warranty Ext for (1) Galaxy VX 625 Scalable to 1000kVA UPS |  |  | 13128.5
| WOE1YR-VX-75 | 1 Year On-Site Warranty Ext for (1) Galaxy VX 750kVA UPS |  |  | 15878.5
| WOE1YR-VX-76 | 1 Year On-Site Warranty Ext for (1) Galaxy VX 750kVA N+1 Redundant UPS |  |  | 17242.5
| WOE1YR-VX-77 | 1 Year On-Site Warranty Ext for (1) Galaxy VX 750 Scalable to 1000kVA UPS |  |  | 16098.5
| WOE1YR-VX-78 | 1 Year On-Site Warranty Ext for (1) Galaxy VX 750 Scalable to 1250kVA UPS |  |  | 16098.5
| WOE1YR-VX-79 | 1 Year On-Site Warranty Ext for (1) Galaxy VX 750 Scalable to 1500kVA UPS |  |  | 16098.5
Maintenance Services » Services » Service Plans
Maintenance Services | WOE2YR-AE-25 | (2) Year On-Site Warranty Extension Service for (1) IAEC25 250Kw Cooling Unit |  |  | 36943.5
Maintenance Services | WOE2YR-AE-50 | (2) Year On-Site Warranty Extension Service for (1) IAEC50 500Kw Cooling Unit |  |  | 68167
» Services » Service Plans
| WOE2YR-AX-14 | 2 Year On-Site Warranty Extension for (1) InfraStruXure InRow SC |  |  | 4680.5
| WOE2YR-AX-15 | 2 Year On-Site Warranty Extension for (1) In Row ACRD Half Rack 10KW |  |  | 9718.5
| WOE2YR-AX-22 | 2 Year On-Site Warranty Extension for (1) InfraStruXure InRow RP Chilled Water |  |  | 11638
| WOE2YR-AX-25 | 2 Year On-Site Warranty Extension for (1) InfraStruXure InRoom Chilled Water 28-87kw |  |  | 11660
| WOE2YR-AX-26 | 2 Year On-Site Warranty Extension for (1) InfraStruXure InRow RC Chilled Water |  |  | 6880.5
| WOE2YR-AX-27 | 2 Year On-Site Warranty Extension for (1) InRoom Chilled Water 87kw |  |  | 12886.5
| WOE2YR-AX-33 | 2 Year On-Site Warranty Extension for (1) InRoom DX 0-27kw |  |  | 13552
| WOE2YR-AX-34 | 2 Year On-Site Warranty Extension for (1) In Row ACRD 300 and 301 Series |  |  | 14371.5
| WOE2YR-AX-35 | 2 Year On-Site Warranty Extension for (1) InRoom DX 28-35kw |  |  | 14063.5
| WOE2YR-AX-36 | 2 Year On-Site Warranty Extension for (1) In Row ACRH 301 series |  |  | 15554
| WOE2YR-AX-37 | 2 Year On-Site Warranty Extension for (1) InRoom DX 36-61kw |  |  | 16720
| WOE2YR-AX-39 | 2 Year On-Site Warranty Extension for (1) InRoom DX 62-86kw |  |  | 17380
| WOE2YR-AX-41 | 2 Year On-Site Warranty Extension for (1) InfraStruXure InRow 600mm DX Air Cooled |  |  | 10840.5
| WOE2YR-AX-70 | (2) Year On-Site Warranty Extension for (1) R134A Pumped Refrigerant Distribution Unit (RDU) |  |  | 7876
| WOE2YR-AX-73 | (2) Year On-Site Warranty Extension for (1) R134A Pumped Refrigerant InRow Unit (ACOA or ACRA) |  |  | 5934.5
| WOE2YR-E7-50 | (2) Year On-Site Warranty Extension for (1) EPS 7000 300 to 500 kVA UPS |  |  | 25811.5
| WOE2YR-E8-10 | (2) Year On-Site Warranty Extension for (1) EPS 8000 1000 kVA UPS |  |  | 29782.5
| WOE2YR-E8-11 | (2) Year On-Site Warranty Extension for (1) EPS 8000 1100 to 1125 kVA UPS |  |  | 31372
| WOE2YR-E8-62 | (2) Year On-Site Warranty Extension for (1) EPS 8000 555 kVA UPS |  |  | 26801.5
| WOE2YR-E8-80 | (2) Year On-Site Warranty Extension for (1) EPS 8000 625 to 800 kVA UPS |  |  | 28589
| WOE2YR-EZU-15 | 2 Year On-Site Warranty Ext for (1) Easy UPS 3S UL 10-15kVA UPS |  |  | 11335.5
| WOE2YR-EZU-20 | 2 Year On-Site Warranty Ext for (1) Easy UPS 3S UL 20kVA UPS |  |  | 11550
| WOE2YR-EZU-30 | 2 Year On-Site Warranty Ext for (1) Easy UPS 3S UL 30kVA UPS |  |  | 12474
| WOE2YR-EZU-40 | 2 Year On-Site Warranty Ext for (1) Easy UPS 3S UL 40kVA UPS |  |  | 13134
| WOE2YR-G3-21 | 2 Year On-Site Warranty Extension for (1) Galaxy 3500 or SUVT 10-15 kVA UPS |  |  | 6165.5
| WOE2YR-G3-22 | 2 Year On-Site Warranty Extension for (1) Galaxy 3500 or SUVT 20 kVA UPS |  |  | 8046.5
| WOE2YR-G3-23 | 2 Year On-Site Warranty Extension for (1) Galaxy 3500 or SUVT 30 kVA UPS |  |  | 9163
| WOE2YR-G3-24 | 2 Year On-Site Warranty Extension for (1) Galaxy 3500 or SUVT 40 kVA UPS |  |  | 9328
Maintenance Services » Services » Service Plans
Maintenance Services | WOE2YR-G3-28 | 2 Year On-Site Warranty Extension for (1) Galaxy 3500 or SUVT 80 kVA UPS |  |  | 10818.5
» Services » Service Plans
| WOE2YR-G4-50 | (2) Year On-Site Warranty Extension for Galaxy 4000 40 to 50kVA UPS |  |  | 9531.5
| WOE2YR-G4-75 | (2) Year On-Site Warranty Extension for Galaxy 4000 65 to 75kVA UPS |  |  | 10329
| WOE2YR-G5-13 | (2) Year On-Site Warranty Extension for Galaxy 5000/5500 81-130kVA |  |  | 12226.5
| WOE2YR-G5-81 | (2) Year On-Site Warranty Extension for Galaxy 5000/5500 41 - 80kVA |  |  | 11269.5
| WOE2YR-GP-12 | (2) Year On-Site Warranty Extension for (1) Galaxy PW or PWI 80 to 130 kVA UPS |  |  | 11907.5
| WOE2YR-GP-15 | (2) Year On-Site Warranty Extension for (1) Galaxy PW 150 or 180 or PWI 160 kVA UPS |  |  | 14085.5
| WOE2YR-GP-20 | (2) Year On-Site Warranty Extension for (1) Galaxy PW 160 or 200 or PWI 200 kVA UPS |  |  | 16076.5
Maintenance Services » Services » Service Plans
Maintenance Services | WOE2YR-GT-100 | (2) Year On-Site Warranty Extension for (1) PXC 100 kVA UPS |  |  | 15829
Maintenance Services | WOE2YR-GT-20 | (2) Year On-Site Warranty Extension for (1) PXC 10 - 25 kVA UPS |  |  | 12710.5
Maintenance Services | WOE2YR-GT-40 | (2) Year On-Site Warranty Extension for (1) PXC 30 - 40 kVA UPS |  |  | 13513.5
Maintenance Services | WOE2YR-GT-60 | (2) Year On-Site Warranty Extension for (1) PXC 50 - 60 kVA UPS |  |  | 14267
Maintenance Services | WOE2YR-GT-80 | (2) Year On-Site Warranty Extension for (1) PXC 75 - 80 kVA UPS |  |  | 15075.5
» Services » Service Plans
| WOE2YR-MW-09 | (2) Year On-Site Warranty Extension for (1) Symmetra MW 400kVA |  |  | 23897.5
| WOE2YR-MW-10 | (2) Year On-Site Warranty Extension for (1) Symmetra MW 600kVA |  |  | 29227
| WOE2YR-MW-11 | (2) Year On-Site Warranty Extension for (1) Symmetra MW 800kVA |  |  | 32928.5
| WOE2YR-MW-12 | (2) Year On-Site Warranty Extension for (1) Symmetra MW 1000kVA |  |  | 38830
| WOE2YR-MW-13 | (2) Year On-Site Warranty Extension for (1) Symmetra MW 1200kVA |  |  | 43169.5
| WOE2YR-MW-14 | (2) Year On-Site Warranty Extension for (1) Symmetra MW 1400kVA |  |  | 48774
| WOE2YR-MW-15 | (2) Year On-Site Warranty Extension for (1) Symmetra MW 1600kVA |  |  | 52926.5
| WOE2YR-NX-81 | 2 Yr NBD Response On-Site Warranty Extension for (1) SY 100 to 250 kVA UPS, (2) XR Frames and PDU |  |  | 31124.5
| WOE2YR-NX-82 | 2 Yr NBD Response On-Site Warranty Extension for (1) SY 200 kVA UPS, (2) XR Frames and PDU |  |  | 36206.5
| WOE2YR-NX-83 | 2 Year On-Site Warranty Extension for (1) External Battery Frame for Symmetra 250/500kW |  |  | 4449.5
| WOE2YR-NX-84 | 2 Yr NBD Response On-Site Warranty Extension for (1) SY 250 kVA UPS, (2) XR Frames and PDU |  |  | 42927.5
| WOE2YR-NX-85 | 2 Yr NBD Response On-Site Warranty Extension for (1) SY 300 kVA UPS, (4) XR Frames and PDU |  |  | 51425
| WOE2YR-NX-86 | 2 Yr NBD Response On-Site Warranty Extension for (1) SY 400 kVA UPS, (4) XR Frames and PDU |  |  | 64531.5
| WOE2YR-NX-87 | 2 Yr NBD Response On-Site Warranty Extension for (1) SY 500kVA UPS, (4) XR Frames and PDU |  |  | 56633.5
| WOE2YR-PD-20 | 2 Year Onsite Warranty Extension for (1) 5U Rack Distribution Panel |  |  | 2508
| WOE2YR-PD-30 | (2) Year On-Site Warranty Extension for (1) PMM 30 to 300 Amp |  |  | 4873
| WOE2YR-PD-50 | (2) Year On-Site Warranty Extension for (1) InfraStruxure 60 kVA or 150 kVA PDU |  |  | 5500
| WOE2YR-PM-30 | (2) Year On-Site Warranty Extension for (1) PMM 30 to 300 Amp |  |  | 3927
| WOE2YR-PM-40 | (2) Year On-Site Warranty Extension for (1) PMM 400 or 500 |  |  | 5307.5
| WOE2YR-PM-50 | 2 Year On-Site Warranty Extension for (1) Galaxy RPP 250 or 400 A |  |  | 3927
| WOE2YR-PM-60 | (2) Year On-Site Warranty Extension for (1) ANRD PMM 75 to 300 kVA |  |  | 4526.5
| WOE2YR-PM-80 | (2) Year On-Site Warranty Extension for (1) ANRD PMM 600 to 1200 kVA |  |  | 6099.5
| WOE2YR-PX-21 | (2) Year On-Site Warranty Extension for (1) Symmetra PX UPS 10kVA 40 and/or PDU |  |  | 9669
| WOE2YR-PX-22 | (2) Year On-Site Warranty Extension for (1) Symmetra PX UPS 20kVA 40 and/or PDU |  |  | 10279.5
| WOE2YR-PX-23 | (2) Year On-Site Warranty Extension for (1) Symmetra PX UPS 30kVA 40 and/or PDU |  |  | 10840.5
| WOE2YR-PX-24 | (2) Year On-Site Warranty Extension for (1) Symmetra PX UPS 40kVA 40 and/or PDU |  |  | 11550
| WOE2YR-PX-31 | (2) Year On-Site Warranty Extension (1) Symmetra PX UPS 10kVA 80 or 100 frame and/or PDU |  |  | 12419
| WOE2YR-PX-32 | (2) Year On-Site Warranty Extension for (1) Symmetra PX UPS 20kVA 80 or 100 frame and/or PDU |  |  | 12958
| WOE2YR-PX-33 | (2) Year On-Site Warranty Extension for (1) Symmetra PX UPS 30kVA 80 or 100 frame and/or PDU |  |  | 13189
| WOE2YR-PX-34 | (2) Year On-Site Warranty Extension for (1) Symmetra PX UPS 40kVA 80 or 100 frame and/or PDU |  |  | 13887.5
| WOE2YR-PX-35 | (2) Year On-Site Warranty Extension for (1) Symmetra PX UPS 50kVA 80 or 100 frame and/or PDU |  |  | 14575
| WOE2YR-PX-36 | (2) Year On-Site Warranty Extension for (1) Symmetra PX UPS 60kVA 80 or 100 frame and/or PDU |  |  | 15064.5
| WOE2YR-PX-37 | (2) Year On-Site Warranty Extension for (1) Symmetra PX UPS 70kVA 80 or 100 frame and/or PDU |  |  | 15466
| WOE2YR-PX-38 | (2) Year On-Site Warranty Extension for (1) Symmetra PX UPS 80kVA 80 or 100 frame and/or PDU |  |  | 15823.5
| WOE2YR-PX-39 | (2) Year On-Site Warranty Extension for (1) Symmetra PX UPS 90kVA 100 and/or PDU |  |  | 17110.5
| WOE2YR-PX-40 | (2) Year On-Site Warranty Extension for (1) PX RDP |  |  | 4031.5
| WOE2YR-PX-41 | (2) Year On-Site Warranty Extension for (1) Symmetra PX UPS 100kVA 100 and/or PDU |  |  | 18194
| WOE2YR-PX-62 | 2 Year Onsite Warranty Extension for Symmetra PX 48/64kW |  |  | 24750
| WOE2YR-UF-21 | 2 Year On Site Warranty Ext. for CW LE Model 0600 thru 1400 |  |  | 11451
| WOE2YR-UF-22 | 2 Year On Site Warranty Ext. for CW LE Model 1700 thru 2900 |  |  | 11748
| WOE2YR-UF-23 | 2 Year On Site Warranty Ext. for 1 CW LE Model 3400 thru 4600 |  |  | 12050.5
Maintenance Services » Services » Service Plans
Maintenance Services | WOE2YR-UF-24 | 2 Year On Site Warranty Ext. for 1 CW LE Model 4800 thru 5300 |  |  | 12831.5
» Services » Service Plans
| WOE2YR-UF-31 | 2 Year On Site Warranty Ext. for 1 DX LE Model 0511 thru 0611 |  |  | 9636
| WOE2YR-UF-32 | 2 Year On Site Warranty Ext. for 1 DX LE Model 0721 thru 0921 |  |  | 10829.5
| WOE2YR-UF-33 | 2 Year On Site Warranty Ext. for 1 DX LE Model 1422 thru 1822 |  |  | 11247.5
Maintenance Services » Services » Service Plans
Maintenance Services | WOE2YR-UF-34 | 2 Year On Site Warranty Ext. for 1 DX LE Max Model 2222 thru 3342 |  |  | 12457.5
» Services » Service Plans
| WOE2YR-UF-45 | 2 Year On Site Warranty Ext. for 1 DX Unisplit Ceiling or Wall Mount Unit - Model 0341 |  |  | 10950.5
| WOE2YR-UF-47 | 2 Year On Site Warranty Ext. for 1 DX Unisplit Ceiling or Wall Mount Unit - Model 0481 |  |  | 11819.5
| WOE2YR-VL-200 | 2 Year On-Site Warranty Ext for (1) Galaxy VL 200kW UPS |  |  | 20267.5
| WOE2YR-VL-300 | 2 Year On-Site Warranty Ext for (1) Galaxy VL 300kW UPS |  |  | 21862.5
| WOE2YR-VL-400 | 2 Year On-Site Warranty Ext for (1) Galaxy VL 400kW UPS |  |  | 23463
| WOE2YR-VL-500 | 2 Year On-Site Warranty Ext for (1) Galaxy VL 500kW UPS |  |  | 25063.5
| WOE2YR-VM-18 | 2 Yr On-Site Warranty Ext for (1) Galaxy VM 160 to 181kVA UPS, Single or Parallel Configuration |  |  | 15422
| WOE2YR-VM-25 | 2 Yr On-Site Warranty Ext for (1) Galaxy VM 200 to 226kVA UPS, Single or Parallel Configuration |  |  | 15906
Maintenance Services » Services » Service Plans
Maintenance Services | WOE2YR-VS1-A15 | 2 Year On-Site Warranty Ext for (1) Galaxy VS 10 to 15kW 208V UPS |  |  | 8035.5
Maintenance Services | WOE2YR-VS1-A25 | 2 Year On-Site Warranty Ext for (1) Galaxy VS 20 to 25kW UPS |  |  | 8167.5
Maintenance Services | WOE2YR-VS1-A30 | 2 Year On-Site Warranty Ext for (1) Galaxy VS 30kW UPS |  |  | 8310.5
Maintenance Services | WOE2YR-VS1-A40 | 2 Year On-Site Warranty Ext for (1) Galaxy VS 40kW UPS |  |  | 8459
Maintenance Services | WOE2YR-VS1-A50 | 2 Year On-Site Warranty Ext for (1) Galaxy VS 50kW 400 or 480V UPS |  |  | 8541.5
Maintenance Services | WOE2YR-VS2-A100 | 2 Year On-Site Warranty Ext for (1) Galaxy VS 80 to 100kW UPS |  |  | 9322.5
Maintenance Services | WOE2YR-VS2-A40 | 2 Year On-Site Warranty Ext for (1) Galaxy VS 10 to 15kW UPS |  |  | 9009
Maintenance Services | WOE2YR-VS2-A41 | 2 Year On-Site Warranty Ext for (1) Galaxy VS 20 to 25kW UPS |  |  | 9201.5
Maintenance Services | WOE2YR-VS2-A50 | 2 Year On-Site Warranty Ext for (1) Galaxy VS 30 to 50kW 208V UPS |  |  | 8976
» Services » Service Plans
| WOE2YR-VS2-A60 | 2 Year On-Site Warranty Ext for (1) Galaxy VS 60kW UPS |  |  | 9179.5
| WOE2YR-VS3-A150 | 2 Year On-Site Warranty Ext for (1) Galaxy VS 100 to 150kVA UPS |  |  | 11544.5
| WOE2YR-VS3-A75 | 2 Year On-Site Warranty Ext for (1) Galaxy VS 60 to 80kVA UPS |  |  | 10686.5
Maintenance Services » Services » Service Plans
Maintenance Services | WOE2YR-VX-100 | 2 Yr On-Site Warranty Ext for (1) Galaxy VX 1000kVA UPS |  |  | 34947
Maintenance Services | WOE2YR-VX-101 | 2 Year On-Site Warranty Ext for (1) Galaxy VX 1000kVA N+1 Redundant UPS |  |  | 39721
» Services » Service Plans
| WOE2YR-VX-102 | 2 Year On-Site Warranty Ext for (1) Galaxy VX 1000 Scalable to 1250kVA UPS |  |  | 38654
| WOE2YR-VX-103 | 2 Year On-Site Warranty Ext for (1) Galaxy VX 1000 Scalable to 1500kVA UPS |  |  | 40672.5
| WOE2YR-VX-120 | 2 Yr On-Site Warranty Ext for (1) Galaxy VX 1250kVA UPS |  |  | 40810
| WOE2YR-VX-121 | 2 Year On-Site Warranty Ext for (1) Galaxy VX 1250kVA N+1 Redundant UPS |  |  | 37433
| WOE2YR-VX-122 | 2 Year On-Site Warranty Ext for (1) Galaxy VX 1250 Scalable to 1500kVA UPS |  |  | 43279.5
| WOE2YR-VX-150 | 2 Yr On-Site Warranty Ext for (1) Galaxy VX 1500kVA UPS |  |  | 46381.5
| WOE2YR-VX-151 | 2 Year On-Site Warranty Ext for (1) Galaxy VX 1500kVA N+1 Redundant UPS |  |  | 49984
| WOE2YR-VX-50 | 2 Year On-Site Warranty Ext for (1) Galaxy VX 500 Scalable to 750kVA UPS |  |  | 21593
| WOE2YR-VX-51 | 2 Year On-Site Warranty Ext for (1) Galaxy VX 500kVA UPS |  |  | 21290.5
| WOE2YR-VX-52 | 2 Year On-Site Warranty Ext for (1) Galaxy VX 500kVA N+1 Redundant UPS |  |  | 30255.5
| WOE2YR-VX-53 | 2 Year On-Site Warranty Ext for (1) Galaxy VX 500 Scalable to 1000kVA UPS |  |  | 21813
| WOE2YR-VX-54 | 2 Year On-Site Warranty Ext for (1) Galaxy VX 500 Scalable to 1250kVA UPS |  |  | 21813
| WOE2YR-VX-55 | 2 Year On-Site Warranty Ext for (1) Galaxy VX 500 Scalable to 1500kVA UPS |  |  | 21813
| WOE2YR-VX-62 | 2 Year On-Site Warranty Ext for (1) Galaxy VX 625kVA UPS |  |  | 24024
| WOE2YR-VX-63 | 2 Year On-Site Warranty Ext for (1) Galaxy VX 625kVA N+1 Redundant UPS |  |  | 30101.5
| WOE2YR-VX-64 | 2 Year On-Site Warranty Ext for (1) Galaxy VX 625 Scalable to 1000kVA UPS |  |  | 24948
| WOE2YR-VX-75 | 2 Yr On-Site Warranty Ext for (1) Galaxy VX 750kVA UPS |  |  | 30162
| WOE2YR-VX-76 | 2 Year On-Site Warranty Ext for (1) Galaxy VX 750kVA N+1 Redundant UPS |  |  | 32758
| WOE2YR-VX-77 | 2 Year On-Site Warranty Ext for (1) Galaxy VX 750 Scalable to 1000kVA UPS |  |  | 30580
Maintenance Services » Services » Service Plans
Maintenance Services | WOE2YR-VX-78 | 2 Year On-Site Warranty Ext for (1) Galaxy VX 750 Scalable to 1250kVA UPS |  |  | 30580
» Services » Service Plans
| WOE2YR-VX-79 | 2 Year On-Site Warranty Ext for (1) Galaxy VX 750 Scalable to 1500kVA UPS |  |  | 30580
» Services » Service Plans
| WOEBAT1YR-G3-20 | (1) Year On-Site Warranty Extension Srvc for up to (4) Internal Batteries for (1) G3500 or SUVT UPS |  |  | 3410
| WOEBAT1YR-G3-25 | (1) Year On-Site Warranty Extension Service Plan for (1) Galaxy 3500 or SUVT External Battery Frame |  |  | 4031.5
| WOEBAT1YR-NX-A3 | (1) Year On-Site Warranty Extension Service for (1) External Battery Frame for Symmetra 250/500 kW |  |  | 8063
| WOEBAT1YR-PX-A1 | (1) Year On-Site Warranty Extension Service for Internal Batteries for (1) Symmetra PX 20-40k UPS |  |  | 4334
| WOEBAT1YR-PX-A2 | (1) Year On-Site Warranty Extension Service for (1) Symmetra PX 40 External Battery Frame |  |  | 6671.5
| WOEBAT1YR-PX-A3 | (1) Year On-Site Warranty Extension Service Plan for (1) Symmetra PX 160 Battery Frame |  |  | 7276.5
| WOEBAT1YR-PX-B2 | (1) Year On-Site Warranty Extension Service Plan for (1) Symmetra PX 80-100 kVA Battery Frame |  |  | 6671.5
| WOEBAT1YR-VM-24 | (1) Yr On-Site Warranty Ext Plan for (1) Galaxy VM Narrow Modular Batt Frame with up to 24 Batteries |  |  | 7276.5
| WOEBAT1YR-VM-48 | (1) Yr On-Site Warranty Ext Plan for (1) Galaxy VM Wide Modular Batt Frame with up to 48 batteries |  |  | 8063
| WOEBAT1YR-VSB-01 | (1) Yr On-Site Warranty Ext Plan for (1) Galaxy VS Modular Batt Frame with up to 6 Batt Strings |  |  | 6094
| WOEBAT1YR-VSB-02 | (1) Yr On-Site Warranty Ext Plan for (1) Galaxy VS Modular Batt Frame with up to 9 Batt Strings |  |  | 8503
| WOEBAT2YR-G3-20 | (2) Year On-Site Warranty Extension Srvc for up to (4) Internal Batteries for (1) G3500 or SUVT UPS |  |  | 6781.5
| WOEBAT2YR-G3-25 | (2) Year On-Site Warranty Extension Service Plan for (1) Galaxy 3500 or SUVT External Battery Frame |  |  | 8052
| WOEBAT2YR-NX-A3 | (2) Year On-Site Warranty Extension Service for (1) External Battery Frame for Symmetra 250/500 kW |  |  | 16043.5
| WOEBAT2YR-PX-A1 | (2) Year On-Site Warranty Extension Service for Internal Batteries for (1) Symmetra PX 20-40k UPS |  |  | 8629.5
| WOEBAT2YR-PX-A2 | (2) Year On-Site Warranty Extension Service for (1) Symmetra PX 40 External Battery Frame |  |  | 13277
| WOEBAT2YR-PX-A3 | (2) Year On-Site Warranty Extension Service Plan for (1) Symmetra PX 160 Battery Frame |  |  | 14547.5
| WOEBAT2YR-PX-B2 | (2) Year On-Site Warranty Extension Service Plan for (1) Symmetra PX 80-100 kVA Battery Frame |  |  | 13277
| WOEBAT2YR-VM-24 | (2) Yr On-Site Warranty Ext Plan for (1) Galaxy VM Narrow Modular Batt Frame with up to 24 Batteries |  |  | 14547.5
Maintenance Services » Services » Service Plans
Maintenance Services | WOEBAT2YR-VM-48 | (2) Yr On-Site Warranty Ext Plan for (1) Galaxy VM Wide Modular Batt Frame with up to 48 batteries |  |  | 16043.5
» Services » Service Plans
| WONHTECHSUPPORT | Fee Based Priority L1 Technical Support |  |  | 39.6
Maintenance Services » Services » Service Plans
Maintenance Services | WULTRABAT-GT-00 | (1) Yr Advantage Ultra Plan for (1) PXC External Battery Frame |  |  | Call for Quote
Maintenance Services | WULTRABAT-LB-E1 | (1) Year Advantage Ultra Service Plan for 1 Rack Type E Li-Ion Battery Solution |  |  | 6836.5
Maintenance Services | WULTRABAT-LB-E2 | (1) Year Advantage Ultra Service Plan for 2 Rack Type E Li-Ion Battery Solution |  |  | 13282.5
Maintenance Services | WULTRABAT-LB-E3 | (1) Year Advantage Ultra Service Plan for 3 Rack Type E Li-Ion Battery Solution |  |  | 18337
Maintenance Services | WULTRABAT-LB-E4 | (1) Year Advantage Ultra Service Plan for 4 Rack Type E Li-Ion Battery Solution |  |  | 23375
Maintenance Services | WULTRABAT-LB-E5 | (1) Year Advantage Ultra Service Plan for 5 Rack Type E Li-Ion Battery Solution |  |  | 28424
Maintenance Services | WULTRABAT-LB-E6 | (1) Year Advantage Ultra Service Plan for 6 Rack Type E Li-Ion Battery Solution |  |  | 33473
Maintenance Services | WULTRABAT-LB-E7 | (1) Year Advantage Ultra Service Plan for 7 Rack Type E Li-Ion Battery Solution |  |  | 38516.5
Maintenance Services | WULTRABAT-LB-E8 | (1) Year Advantage Ultra Service Plan for 8 Rack Type E Li-Ion Battery Solution |  |  | 43565.5
Maintenance Services | WULTRABAT-LB-G1 | (1) Year Advantage Ultra Service Plan for 1 Rack Type G Li-Ion Battery Solution |  |  | 7051
Maintenance Services | WULTRABAT-LB-G2 | (1) Year Advantage Ultra Service Plan for 2 Rack Type G Li-Ion Battery Solution |  |  | 13706
Maintenance Services | WULTRABAT-LB-G3 | (1) Year Advantage Ultra Service Plan for 3 Rack Type G Li-Ion Battery Solution |  |  | 18964
Maintenance Services | WULTRABAT-LB-G4 | (1) Year Advantage Ultra Service Plan for 4 Rack Type G Li-Ion Battery Solution |  |  | 24222
Maintenance Services | WULTRABAT-LB-G5 | (1) Year Advantage Ultra Service Plan for 5 Rack Type G Li-Ion Battery Solution |  |  | 29485.5
Maintenance Services | WULTRABAT-LB-G6 | (1) Year Advantage Ultra Service Plan for 6 Rack Type G Li-Ion Battery Solution |  |  | 34738
Maintenance Services | WULTRABAT-LB-G7 | (1) Year Advantage Ultra Service Plan for 7 Rack Type G Li-Ion Battery Solution |  |  | 40001.5
Maintenance Services | WULTRABAT-LB-G8 | (1) Year Advantage Ultra Service Plan for 8 Rack Type G Li-Ion Battery Solution |  |  | 45259.5
Maintenance Services | WULTRABAT-LB-O10 | (1) Year Advantage Ultra Service Plan for 10 Rack Type O Li-Ion Battery Solution |  |  | 42443.5
Maintenance Services | WULTRABAT-LB-O12 | (1) Year Advantage Ultra Service Plan for 12 rack Type O Li-Ion Battery solution |  |  | 52877
Maintenance Services | WULTRABAT-LB-O14 | (1) Year Advantage Ultra Service Plan for 14 rack Type O Li-Ion Battery solution |  |  | 60725.5
Maintenance Services | WULTRABAT-LB-O16 | (1) Year Advantage Ultra Service Plan for 16 rack Type O Li-Ion Battery solution |  |  | 68579.5
Maintenance Services | WULTRABAT-LB-O2 | (1) Year Advantage Ultra Service Plan for 2 Rack Type O Li-Ion Battery Solution |  |  | 11044
Maintenance Services | WULTRABAT-LB-O4 | (1) Year Advantage Ultra Service Plan for 4 Rack Type O Li-Ion Battery Solution |  |  | 18887
Maintenance Services | WULTRABAT-LB-O6 | (1) Year Advantage Ultra Service Plan for 6 Rack Type O Li-Ion Battery Solution |  |  | 26735.5
Maintenance Services | WULTRABAT-LB-O8 | (1) Year Advantage Ultra Service Plan for 8 Rack Type O Li-Ion Battery Solution |  |  | 34595
Maintenance Services | WULTRABAT-LB-S10 | (1) Year Advantage Ultra Service Plan for 10 Rack Type S Li-Ion Battery Solution |  |  | 48147
Maintenance Services | WULTRABAT-LB-S12 | (1) Year Advantage Ultra Service Plan for 12 Rack Type S Li-Ion Battery Solution |  |  | 59724.5
Maintenance Services | WULTRABAT-LB-S14 | (1) Year Advantage Ultra Service Plan for 14 Rack Type S Li-Ion Battery Solution |  |  | 68717
Maintenance Services | WULTRABAT-LB-S16 | (1) Year Advantage Ultra Service Plan for 16 Rack Type S Li-Ion Battery Solution |  |  | 77704
Maintenance Services | WULTRABAT-LB-S4 | (1) Year Advantage Ultra Service Plan for 4 Rack Type S Li-Ion Battery Solution |  |  | 21169.5
Maintenance Services | WULTRABAT-LB-S6 | (1) Year Advantage Ultra Service Plan for 6 Rack Type S Li-Ion Battery Solution |  |  | 30167.5
Maintenance Services | WULTRABAT-LB-S8 | (1) Year Advantage Ultra Service Plan for 8 Rack Type S Li-Ion Battery Solution |  |  | 39160
| WUPG1YRFWOS-SPL-00 | 1 Year NBD On-site Service Upgrade to Factory Warranty for Li-Ion Smart-UPS |  |  | 1177
Maintenance Services » Services » Service Plans
Maintenance Services | WUPG4HR-AE-00 | 1 Year 4HR Response Upgrade to Existing Service Contract for (1) IAEC Cooling Product |  |  | 2288
» Services » Service Plans
| WUPG4HR-AX-00 | 1 Year 4HR Response Upgrade to Existing Service Contract for (1) Cooling Product |  |  | 1221
| WUPG4HR-UF-00 | (1) Year 4 HR Response Upgrade to Existing Service Contract for (1) Cooling Product |  |  | 1155
Maintenance Services » Services » Service Plans
Maintenance Services | WUPG4HR-UG-01 | 1 Year 4HR 7X24 Response Upgrade to Factory Warranty or Existing Service Contract for up to 40 kVA |  |  | 1138.5
» Services » Service Plans
| WUPG4HR-UG-02 | 1 Year 4HR 7X24 Response Upgrade to Factor Warranty or Existing Service Contract for 41 to 150 kVA |  |  | 2332
Maintenance Services » Services » Service Plans
Maintenance Services | WUPG4HR-UG-03 | 1 Year 4HR 7X24 Response Upgrade to Factory Warranty or Existing Service Contract for 151 to 500 kVA |  |  | 3613.5
» Services » Service Plans
| WUPG4HR-UG-04 | 1 Year 4HR 7X24 Response Upgrd to Factory Warr or Existing Service Contract for 501 kVA or greater |  |  | 5654
Maintenance Services » Services » Service Plans
Maintenance Services | WUPG8HR7-AE-00 | (1) Year 8HR 7X24 Response Upgrade to Existing Service Contract for (1) IAEC Cooling Product |  |  | 1848
» Services » Service Plans
| WUPG8HR7-UF-00 | (1) Year 8HR Response Upgrade to Existing Service Contract for (1) Cooling Product |  |  | 786.5
| WUPG8HR7X24-AX-00 | 1 Year 8HR 7X24 Response Upgrade to Existing Service Contract for (1) Cooling Product |  |  | 828.3
| WUPG8HR7X24-UG-01 | 1 Year 8HR 7X24 Response Upgrade to Factory Warranty or Existing Service Contract for up to 40 kVA |  |  | 992.2
| WUPG8HR7X24-UG-02 | 1 Year 8HR 7X24 Response Upgrade to Factory Warranty or Existing Service Contract for 41 to 150 kVA |  |  | 1991
| WUPG8HR7X24-UG-03 | 1 Year 8HR 7X24 Response Upgrade to Factory Warranty or Existing Service Contract for 151 to 500 kVA |  |  | 2805
| WUPG8HR7X24-UG-04 | 1 Year 8HR 7X24 Response Upgrade to Factory Warranty or Existing Service Contract for 501 kVA + |  |  | 3426.5
Maintenance Services » Services » Service Plans
Maintenance Services | WUPGFWOS-AX-00 | (1) Yr Next Business Day Onsite Service Upgrade to Factory Warranty |  |  | 1721.5
» Services » Service Plans
| WUPGONSITEFW-SB-00 | (1) YR NBD On-site Service Upgrade to Factory Warrenty |  |  | 994.4
| WUPGONSITEFW-SY-00 | (1) YR NBD On-Site Service Upgrade to Factory Warranty |  |  | 1171.5
| WUPGPMV7-LB-00 | Scheduling Upgrade 7X24 for Existing Preventive Maintenance of (1) Lithium-Ion Battery Cabinet |  |  | 503.8
Installation Services » Services » Start-Up Service
Installation Services | WSTRTUP-AE-25 | Startup Service for (1) IAEC25 250Kw Cooling Unit |  |  | 3146
Installation Services » Services » Training Services
Installation Services | WADDBMSTRN | Expanded Battery Manager System Training |  |  | 1958
Installation Services | WADDFSETRN | Expanded Basic Operator Training |  |  | 1529
» Services » Training Services
| WAOT-EP-00 | Advanced Operator Training for EPS |  |  | 4664
| WAOT-G35-00 | Advanced Operator Training for Galaxy 3500, SUVT |  |  | 8398.5
| WAOT-G5-00 | Advanced Operator Training for Galaxy 5000 |  |  | 8398.5
| WAOT-GP-00 | Advanced Operator Training for Galaxy PW |  |  | 8398.5
| WAOT-GT-00 | Advanced Operator Training for Gutor PXC |  |  | 8398.5
| WAOT-LB-00 | Advanced Operator Training for Lithium-Ion Battery System |  |  | 8151
| WAOT-MW-00 | Advanced Operator Training for Symmetra MW |  |  | 8398.5
| WAOT-NX-00 | Advanced Operator Training for Symmetra PX250/500 |  |  | 8398.5
| WAOT-PX-00 | Advanced Operator Training for Symmetra PX 20 - 80 |  |  | 8398.5
| WAOT-PX-100 | Advanced Operator Training for Symmetra PX 100 |  |  | 8398.5
| WAOT-VL-00 | Advanced Operator Training for Galaxy VL |  |  | 8398.5
| WAOT-VM-00 | Advanced Operator Training for Galaxy VM |  |  | 8816.5
| WAOT-VS1-00 | Advanced Operator Training for Galaxy VS |  |  | 8398.5
| WAOT-VX-00 | Advanced Operator Training for Galaxy VX |  |  | 8816.5
Installation Services » Services » Training Services
Installation Services | WAOTCOOLROOM | Advanced Operator Training for In-Room Cooling |  |  | 8816.5
» Services » Training Services
| WAOTCOOLROW | Advanced Operator Training for In-Row Cooling |  |  | 8816.5
| WAOTP-VX-00 | Advanced Operator Training for Galaxy VX Parallel |  |  | 8398.5
» Surge Protection and Power Conditioning » Line-R
| LE1200I | APC LINE-R 1200VA AUTOMATIC VOLTAGE REGULATOR, 230V, EMEA | 230 |  | 127.6
| LE600I | APC LINE-R 600VA AUTOMATIC VOLTAGE REGULATOR, 230V, EMEA | 230 |  | 112.2
» Surge Protection and Power Conditioning » ProtectNet
| PNET1GB | APC PROTECTNET WITH GIGABIT PROTECTION |  |  | 46.2
| PNETR6 | REPLACEABLE, RACKMOUNT, 1U, CAT 6 NETWORK SURGE PROTECTION MODULE |  |  | 40.7
Personal Surge » Surge Protection and Power Conditioning » SurgeArrest Essential
Personal Surge | P6N | APC Essential SurgeArrest 6 Outlet with Ethernet Protection, 120V | 120 |  | 29.7
» Surge Protection and Power Conditioning » SurgeArrest Essential
| P7T10 | APC Essential SurgeArrest 7 Outlet with Phone Protection 10 Foot Cord, 120V | 120 |  | 33
| PE610 | APC Essential SurgeArrest 6 Outlet 10 Foot Cord 120V | 120 |  | 25.85
| PE615 | APC Essential SurgeArrest 6 Outlet 15 Foot Cord 120V | 120 |  | 33
| PE625 | APC Essential SurgeArrest 6 Outlet 25 Foot Cord 120V | 120 |  | 41.8
| PE66 | APC Essential SurgeArrest 6 Outlet 6 Foot Cord 120V | 120 |  | 18.7
| PE76 | APC Essential SurgeArrest 7 Outlet 6 Foot Cord 120V | 120 |  | 19.25
| PE76W | APC Essential SurgeArrest 7 Outlet 6 Foot Cord 120V, White | 120 |  | 21.45
» Surge Protection and Power Conditioning » SurgeArrest Home/Office
| P8U2 | APC Home Office SurgeArrest 8 Outlets with 2 USB charging ports (5V, 2.4A in total), 120V | 120 |  | 49.5
| PH12 | APC Home Office SurgeArrest 12 Outlets, | 120 |  | 42.9
| PH8 | APC Home Office SurgeArrest 8 Outlets, 120V | 120 |  | 34.1
| PH8W | APC Home Office SurgeArrest 8 Outlets, 120V White | 120 |  | 34.1
Intervention Services » Uninterruptible Power Supply (UPS) » APC RS
Intervention Services | WFULLDAYSTNDBYNBH | Full Day Service Standby Labor Only during Normal Business Hours |  |  | 5747.5
Intervention Services | WFULLDAYSTNDBYONBH | Full Day Service Standby Labor Only Outside Normal Business Hours |  |  | 8618.5
Intervention Services | WHALFDAYSTNDBYNBH | Half Day Service Standby Labor Only during Normal Business Hours |  |  | 3657.5
Intervention Services | WHALFDAYSTNDBYONBH | Half Day Service Standby Labor Only Outside Normal Business Hours |  |  | 5483.5
» Uninterruptible Power Supply (UPS) » Additional Management Cards and Options
| AP9505I | POWER SUPPLY UNIV 24VDC OUTPUT |  |  | 192.5
| AP9600 | SMARTSLOT EXPANSION CHASSIS |  |  | 210.1
| AP9604BLK | APC SmartSlot Triple Chassis Black |  |  | 652.3
| AP9613 | Dry Contact I/O SmartSlot Card |  |  | 437.8
| AP9620 | Legacy Communications SmartSlot Card |  |  | 101.2
| AP9624 | UPS Interface Expander 2 |  |  | 508.2
» Uninterruptible Power Supply (UPS) » Back-UPS
| BE1050G3 | APC Back-UPS 120V,1050VA, 8 outlets | 120 | 120 | 276.1
| BE400-GR | APC Back-UPS ES 400VA 230V German/Dutch | 230 | 230 | 191.4
| BE400-KR | APC Back-UPS ES 400VA 220V Korean | 230 | 230 | 206.8
| BE425M | APC Back-UPS ES 6 Outlet 425VA, 120V | 120 | 120 | 102.3
| BE425M-LM | APC Back-UPS ES 6 Outlet 425VA, 120V, LAM | 120 | 120 | 129.8
| BE500G3 | APC Back-UPS 120V, 500VA, 6 outlets | 120 | 120 | 147.4
| BE550-KR | APC Back-UPS ES 550VA 220V Korean | 230 | 230 | 256.3
| BE550G | APC Back-UPS ES 8 Outlet 550VA 120V | 120 | 120 | 155.1
| BE600M1 | APC Back-UPS ES 600VA, 120V,1 USB charging port | 120 | 120 | 135.3
| BE650G1 | APC Back-UPS 650, 8 Outlet | 120 | 120 | 157.3
| BE650G1-CN | APC Back-UPS 650, 8 Outlet, Canada | 120 | 120 | 194.7
| BE650G1-LM | APC Back-UPS 650, 8 Outlet, LAM | 120 | 120 | 193.6
| BE700-KR | APC Back-UPS ES 700VA 220V Korean | 230 | 230 | 309.1
| BE700G3 | APC Back-UPS 120V, 700VA, 6 outlets | 120 | 120 | 172.7
| BE850G2 | Back-UPS 850VA, 2 USB charging ports | 120 | 120 | 220
| BE900G3 | APC Back-UPS 120V, 900VA, 8 outlets | 120 | 120 | 250.8
| BK325I | APC BACK-UPS CS 325VA 230V W/O SW | 230 | 230 | 173.8
| BK350 | APC Back-UPS 350, 120V. | 120 | 120 | 180.4
| BK350EI | APC BACK-UPS CS 350VA USB/SERIAL 230V | 230 | 230 | 293.7
| BK500 | APC Back-UPS 500, 120V | 120 | 120 | 244.2
| BK500BLK | APC Back-UPS 500, Black, 120V | 120 | 120 | 237.6
| BK500EI | APC BACK-UPS CS 500VA 230V USB/SERIAL | 230 | 230 | 224.4
| BK650EI | APC Back-UPS 650VA 230V | 230 | 230 | 284.9
| BN450M-CA | APC Back-UPS NS 6 Outlet 450VA, 120V, Retail, Canada | 120 | 120 | 104.5
| BN650M1-CA | APC Back-UPS NS 650VA, 120V,1 USB charging port, Retail, Canada | 120 | 120 | 139.7
| BR500CI-AS | APC Back-UPS RS 500, 230V without auto shutdown software, ASEAN | 230 |  | 170.5
| BV400XU | Back-UPS 400VA, Flexible Mounting, Low Profile, Industrial | 120 | 120 | 315.7
| BVK1200M2 | APC Back-UPS 1200VA, 120V, AVR, 2 USB Charging Port NEMA Sockets | 120 | 120 | 297
| BVK750M2 | APC Back-UPS 750VA, 120V, AVR, 2 USB Charging Port, NEMA Sockets | 120 | 120 | 229.9
| BVK950M2 | APC Back-UPS 950 VA, 120V, AVR, 2 USB Charging Port, NEMA Sockets | 120 | 120 | 257.4
» Uninterruptible Power Supply (UPS) » Back-UPS Connect
| CP12142LI | Network UPS 12Vdc. Lithium Battery,19500mAh, BMS, 4LED | 12 DC | 12 DC | 232.1
» Uninterruptible Power Supply (UPS) » Back-UPS Pro
| BGM1500 | APC Gaming Back-UPS, 10 outlet, 1500VA, Pure Sinewave, 120V | 120 | 120 | 495
| BGM1500B | APC Gaming Back-UPS, 10 outlet, 1500VA, Pure Sinewave, 120V, Black | 120 | 120 | 495
| BGM1500B-US | APC Midnight (Black) Gaming UPS with 1500VA and reactor circle.10 outlet,, Pure Sinewave, 120V, Black | 120 |  | 495
| BN1100M2-CA | Back UPS PRO BN 1100VA,10 Outlets, 2 USB Charging Ports, AVR, LCD Interface , Canada | 120 |  | 370.7
| BN1350M2-CA | Back UPS PRO BN 1350VA, 10 Outlets, 2 USB Charging Ports, AVR, LCD interface, Canada | 120 |  | 463.1
| BR1000MS | Back UPS PRO BR 1000VA, SineWave, 10 Outlets, 2 USB Charging Ports, AVR, LCD interface | 120 | 120 | 291.5
| BR1350MS | Back UPS PRO BR 1350VA, SineWave, 10 Outlets, 2 USB Charging Ports, AVR, LCD interface | 120 | 120 | 386.1
| BR1500G | Power Saving Back-UPS RS 1500 | 120 | 120 | 486.2
| BR1500GI | Power Saving Back-UPS RS 1500 230V | 230 | 230 | 939.4
| BR1500MS2 | Back UPS PRO 1500VA, Sinewave, 10 outlets, 2 USB Charging ports, AVR, LCD | 120 | 120 | 460.9
| BR24BPG | Back-UPS Pro External Battery Pack | 120 |  | 343.2
| BR650MI | Back UPS Pro BR 650VA, 6 Outlets, AVR, LCD Interface | 230 |  | 320.1
| BR700G | Back UPS RS LCD 700 Master Control | 120 | 120 | 255.2
| BX1000M | Back UPS Pro BX 1000VA, 8 Outlets, AVR, LCD interface | 120 | 120 | 304.7
| BX1350M | Back UPS Pro BX 1350VA, 10 Outlets, AVR, LCD interface | 120 | 120 | 356.4
| BX1500M | Back UPS Pro BX 1500VA, 10 Outlets, AVR, LCD interface | 120 | 120 | 343.2
| BX850M | Back UPS Pro BX 850VA, 8 Outlets, AVR, LCD interface | 120 | 120 | 279.4
Device Management Products » Uninterruptible Power Supply (UPS) » Battery Management
Device Management Products | AP9920XS | APC Battery Management System Expansion Module |  |  | 9762.5
» Uninterruptible Power Supply (UPS) » CCC Store
| ECO1PH1YAC01 | 1 Year EcoCare for Single-Phase UPS for Accessories |  |  | 174.9
| ECO1PH1YAC02 | 1 Year EcoCare for Single-Phase UPS for Accessories |  |  | 174.9
| ECO1PH1YAC03 | 1 Year EcoCare for Single-Phase UPS for Accessories |  |  | 224.4
| ECO1PH1YAC04 | 1 Year EcoCare for Single-Phase UPS for Accessories |  |  | 398.2
| ECO1PH1YFW02 | 1 Year EcoCare for Single-Phase UPS Upgrade to Factory Warranty |  |  | 192.5
| ECO1PH1YFW03 | 1 Year EcoCare for Single-Phase UPS Upgrade to Factory Warranty |  |  | 247.5
| ECO1PH1YFW04 | 1 Year EcoCare for Single-Phase UPS Upgrade to Factory Warranty |  |  | 440
| ECO1PH1YFW05 | 1 Year EcoCare for Single-Phase UPS Upgrade to Factory Warranty |  |  | 503.8
| ECO1PH1YFW06 | 1 Year EcoCare for Single-Phase UPS Upgrade to Factory Warranty |  |  | 1012
| ECO1PH1YFW07 | 1 Year EcoCare for Single-Phase UPS Upgrade to Factory Warranty |  |  | 1215.5
| ECO1PH1YFW08 | 1 Year EcoCare for Single-Phase UPS Upgrade to Factory Warranty |  |  | 1270.5
| ECO1PH1YFWITE02 | 1 Year IT Expert Enabled EcoCare for Single-Phase UPS Upgrade to Factory Warranty |  |  | 135.3
| ECO1PH1YFWITE03 | 1 Year IT Expert Enabled EcoCare for Single-Phase UPS Upgrade to Factory Warranty |  |  | 174.9
| ECO1PH1YFWITE04 | 1 Year IT Expert Enabled EcoCare for Single-Phase UPS Upgrade to Factory Warranty |  |  | 309.1
| ECO1PH1YFWITE05 | 1 Year IT Expert Enabled EcoCare for Single-Phase UPS Upgrade to Factory Warranty |  |  | 353.1
| ECO1PH1YFWITE06 | 1 Year IT Expert Enabled EcoCare for Single-Phase UPS Upgrade to Factory Warranty |  |  | 707.3
| ECO1PH1YFWITE07 | 1 Year IT Expert Enabled EcoCare for Single-Phase UPS Upgrade to Factory Warranty |  |  | 851.4
| ECO1PH1YFWITE08 | 1 Year IT Expert Enabled EcoCare for Single-Phase UPS Upgrade to Factory Warranty |  |  | 887.7
| ECO1PH1YFWITELI12 | 1 Year IT Expert Enabled EcoCare for Single-Phase UPS Upgrade to Factory Warranty for Li-Ion UPS |  |  | 152.9
| ECO1PH1YFWITELI13 | 1 Year IT Expert Enabled EcoCare for Single-Phase UPS Upgrade to Factory Warranty for Li-Ion UPS |  |  | 196.9
| ECO1PH1YFWITELI14 | 1 Year IT Expert Enabled EcoCare for Single-Phase UPS Upgrade to Factory Warranty for Li-Ion UPS |  |  | 346.5
| ECO1PH1YFWITELI15 | 1 Year IT Expert Enabled EcoCare for Single-Phase UPS Upgrade to Factory Warranty for Li-Ion UPS |  |  | 618.2
| ECO1PH1YFWITELI16 | 1 Year IT Expert Enabled EcoCare for Single-Phase UPS Upgrade to Factory Warranty for Li-Ion UPS |  |  | 719.4
| ECO1PH1YFWITELI17 | 1 Year IT Expert Enabled EcoCare for Single-Phase UPS Upgrade to Factory Warranty for Li-Ion UPS |  |  | 863.5
| ECO1PH1YFWITELI18 | 1 Year IT Expert Enabled EcoCare for Single-Phase UPS Upgrade to Factory Warranty for Li-Ion UPS |  |  | 900.9
| ECO1PH1YFWITESY00 | 1 Year IT Expert Enabled EcoCare for Single-Phase UPS Symmetra LX Upgrade to Factory Warranty |  |  | 1166
| ECO1PH1YFWLI12 | 1 Year EcoCare for Single-Phase UPS Upgrade to Factory Warranty for Lithium-Ion UPS |  |  | 254.1
| ECO1PH1YFWLI13 | 1 Year EcoCare for Single-Phase UPS Upgrade to Factory Warranty for Lithium-Ion UPS |  |  | 271.7
| ECO1PH1YFWLI14 | 1 Year EcoCare for Single-Phase UPS Upgrade to Factory Warranty for Lithium-Ion UPS |  |  | 432.3
| ECO1PH1YFWLI15 | 1 Year EcoCare for Single-Phase UPS Upgrade to Factory Warranty for Lithium-Ion UPS |  |  | 883.3
| ECO1PH1YFWLI16 | 1 Year EcoCare for Single-Phase UPS Upgrade to Factory Warranty for Lithium-Ion UPS |  |  | 1026.3
| ECO1PH1YFWLI17 | 1 Year EcoCare for Single-Phase UPS Upgrade to Factory Warranty for Lithium-Ion UPS |  |  | 1232
| ECO1PH1YFWLI18 | 1 Year EcoCare for Single-Phase UPS Upgrade to Factory Warranty for Lithium-Ion UPS |  |  | 1287
| ECO1PH1YFWSY00 | 1 Year EcoCare for Single-Phase UPS Symmetra LX Upgrade to Factory Warranty |  |  | 1248.5
| ECO1PH1YOFW02 | 1 Year EcoCare for Single-Phase UPS for Out of Factory Warranty UPS |  |  | 372.9
| ECO1PH1YOFW03 | 1 Year EcoCare for Single-Phase UPS for Out of Factory Warranty UPS |  |  | 452.1
| ECO1PH1YOFW04 | 1 Year EcoCare for Single-Phase UPS for Out of Factory Warranty UPS |  |  | 860.2
| ECO1PH1YOFW05 | 1 Year EcoCare for Single-Phase UPS for Out of Factory Warranty UPS |  |  | 1265
| ECO1PH1YOFW06 | 1 Year EcoCare for Single-Phase UPS for Out of Factory Warranty UPS |  |  | 2425.5
| ECO1PH1YOFW07 | 1 Year EcoCare for Single-Phase UPS for Out of Factory Warranty UPS |  |  | 3943.5
| ECO1PH1YOFW08 | 1 Year EcoCare for Single-Phase UPS for Out of Factory Warranty UPS |  |  | 4851
| ECO1PH1YOFWITE02 | 1 Year IT Expert Enabled EcoCare for Single-Phase UPS for Out of Factory Warranty UPS |  |  | 261.8
| ECO1PH1YOFWITE03 | 1 Year IT Expert Enabled EcoCare for Single-Phase UPS for Out of Factory Warranty UPS |  |  | 316.8
| ECO1PH1YOFWITE04 | 1 Year IT Expert Enabled EcoCare for Single-Phase UPS for Out of Factory Warranty UPS |  |  | 689.7
| ECO1PH1YOFWITE05 | 1 Year IT Expert Enabled EcoCare for Single-Phase UPS for Out of Factory Warranty UPS |  |  | 881.1
| ECO1PH1YOFWITE06 | 1 Year IT Expert Enabled EcoCare for Single-Phase UPS for Out of Factory Warranty UPS |  |  | 1699.5
| ECO1PH1YOFWITE07 | 1 Year IT Expert Enabled EcoCare for Single-Phase UPS for Out of Factory Warranty UPS |  |  | 2761
| ECO1PH1YOFWITE08 | 1 Year IT Expert Enabled EcoCare for Single-Phase UPS for Out of Factory Warranty UPS |  |  | 3399
| ECO1PH1YOFWLI12 | 1 Year EcoCare for Single-Phase UPS for Out of Factory Warranty Lithium-Ion UPS |  |  | 699.6
| ECO1PH1YOFWLI13 | 1 Year EcoCare for Single-Phase UPS for Out of Factory Warranty Lithium-Ion UPS |  |  | 796.4
| ECO1PH1YOFWLI14 | 1 Year EcoCare for Single-Phase UPS for Out of Factory Warranty Lithium-Ion UPS |  |  | 1314.5
| ECO1PH1YOFWLI15 | 1 Year EcoCare for Single-Phase UPS for Out of Factory Warranty Lithium-Ion UPS |  |  | 1699.5
| ECO1PH1YOFWLI16 | 1 Year EcoCare for Single-Phase UPS for Out of Factory Warranty Lithium-Ion UPS |  |  | 2915
| ECO1PH1YOFWLI17 | 1 Year EcoCare for Single-Phase UPS for Out of Factory Warranty Lithium-Ion UPS |  |  | 4752
| ECO1PH1YOFWLI18 | 1 Year EcoCare for Single-Phase UPS for Out of Factory Warranty Lithium-Ion UPS |  |  | 5846.5
| ECO1PH1YOFWSY05 | 1 Year EcoCare for Single-Phase UPS for Out of Factory Warranty Symmetra LX L05 |  |  | 2475
| ECO1PH1YOFWSY06 | 1 Year EcoCare for Single-Phase UPS for Out of Factory Warranty Symmetra LX L06 |  |  | 2788.5
| ECO1PH1YOFWSY07 | 1 Year EcoCare for Single-Phase UPS for Out of Factory Warranty Symmetra LX L07 |  |  | 3410
| ECO1PH1YOFWSY08 | 1 Year EcoCare for Single-Phase UPS for Out of Factory Warranty Symmetra LX L08 |  |  | 4405.5
| ECO1PH1YOWITELI12 | 1 Year IT Expert Enabled EcoCare for Single-Phase UPS for Out of Factory Warranty Lithium-Ion UPS |  |  | 489.5
| ECO1PH1YOWITELI13 | 1 Year IT Expert Enabled EcoCare for Single-Phase UPS for Out of Factory Warranty Lithium-Ion UPS |  |  | 556.6
| ECO1PH1YOWITELI14 | 1 Year IT Expert Enabled EcoCare for Single-Phase UPS for Out of Factory Warranty Lithium-Ion UPS |  |  | 919.6
| ECO1PH1YOWITELI15 | 1 Year IT Expert Enabled EcoCare for Single-Phase UPS for Out of Factory Warranty Lithium-Ion UPS |  |  | 1188
| ECO1PH1YOWITELI16 | 1 Year IT Expert Enabled EcoCare for Single-Phase UPS for Out of Factory Warranty Lithium-Ion UPS |  |  | 2040.5
| ECO1PH1YOWITELI17 | 1 Year IT Expert Enabled EcoCare for Single-Phase UPS for Out of Factory Warranty Lithium-Ion UPS |  |  | 3327.5
| ECO1PH1YOWITELI18 | 1 Year IT Expert Enabled EcoCare for Single-Phase UPS for Out of Factory Warranty Lithium-Ion UPS |  |  | 4092
| ECO1PH1YOWITESY05 | 1 Year IT Expert Enabled EcoCare for Single-Phase UPS for Out of Factory Warranty Symmetra LX L05 |  |  | 1732.5
| ECO1PH1YOWITESY06 | 1 Year IT Expert Enabled EcoCare for Single-Phase UPS for Out of Factory Warranty Symmetra LX L06 |  |  | 1952.5
| ECO1PH1YOWITESY07 | 1 Year IT Expert Enabled EcoCare for Single-Phase UPS for Out of Factory Warranty Symmetra LX L07 |  |  | 2387
| ECO1PH1YOWITESY08 | 1 Year IT Expert Enabled EcoCare for Single-Phase UPS for Out of Factory Warranty Symmetra LX L08 |  |  | 3085.5
| ECO1PH1YWITEAC01 | 1 Year IT Expert Enabled EcoCare for Single-Phase UPS for Accessories |  |  | 140.8
| ECO1PH1YWITEAC02 | 1 Year IT Expert Enabled EcoCare for Single-Phase UPS for Accessories |  |  | 140.8
| ECO1PH1YWITEAC03 | 1 Year IT Expert Enabled EcoCare for Single-Phase UPS for Accessories |  |  | 178.2
| ECO1PH1YWITEAC04 | 1 Year IT Expert Enabled EcoCare for Single-Phase UPS for Accessories |  |  | 316.8
| ECO1PH3YFW02 | 3 Year EcoCare for Single-Phase UPS Upgrade to Factory Warranty |  |  | 558.8
| ECO1PH3YFW03 | 3 Year EcoCare for Single-Phase UPS Upgrade to Factory Warranty |  |  | 727.1
| ECO1PH3YFW04 | 3 Year EcoCare for Single-Phase UPS Upgrade to Factory Warranty |  |  | 1287
| ECO1PH3YFW05 | 3 Year EcoCare for Single-Phase UPS Upgrade to Factory Warranty |  |  | 1474
| ECO1PH3YFW06 | 3 Year EcoCare for Single-Phase UPS Upgrade to Factory Warranty |  |  | 2733.5
| ECO1PH3YFW07 | 3 Year EcoCare for Single-Phase UPS Upgrade to Factory Warranty |  |  | 3278
| ECO1PH3YFW08 | 3 Year EcoCare for Single-Phase UPS Upgrade to Factory Warranty |  |  | 3426.5
| ECO1PH3YFWITE02 | 3 Year IT Expert Enabled EcoCare for Single-Phase UPS Upgrade to Factory Warranty |  |  | 392.7
| ECO1PH3YFWITE03 | 3 Year IT Expert Enabled EcoCare for Single-Phase UPS Upgrade to Factory Warranty |  |  | 507.1
| ECO1PH3YFWITE04 | 3 Year IT Expert Enabled EcoCare for Single-Phase UPS Upgrade to Factory Warranty |  |  | 899.8
| ECO1PH3YFWITE05 | 3 Year IT Expert Enabled EcoCare for Single-Phase UPS Upgrade to Factory Warranty |  |  | 1029.6
| ECO1PH3YFWITE06 | 3 Year IT Expert Enabled EcoCare for Single-Phase UPS Upgrade to Factory Warranty |  |  | 1914
| ECO1PH3YFWITE07 | 3 Year IT Expert Enabled EcoCare for Single-Phase UPS Upgrade to Factory Warranty |  |  | 2299
| ECO1PH3YFWITE08 | 3 Year IT Expert Enabled EcoCare for Single-Phase UPS Upgrade to Factory Warranty |  |  | 2398
| ECO1PH5YFW02 | 5 Year EcoCare for Single-Phase UPS Membership |  |  | 1215.5
| ECO1PH5YFW03 | 5 Year EcoCare for Single-Phase UPS Membership |  |  | 1512.5
| ECO1PH5YFW04 | 5 Year EcoCare for Single-Phase UPS Membership |  |  | 2799.5
| ECO1PH5YFW05 | 5 Year EcoCare for Single-Phase UPS Membership |  |  | 4889.5
| ECO1PH5YFW06 | 5 Year EcoCare for Single-Phase UPS Membership |  |  | 7254.5
| ECO1PH5YFW07 | 5 Year EcoCare for Single-Phase UPS Membership |  |  | 10604
| ECO1PH5YFW08 | 5 Year EcoCare for Single-Phase UPS Membership |  |  | 12430
| ECO1PH5YFWITE02 | 5 Year IT Expert Enabled EcoCare for Single-Phase UPS Membership |  |  | 851.4
| ECO1PH5YFWITE03 | 5 Year IT Expert Enabled EcoCare for Single-Phase UPS Membership |  |  | 1058.2
| ECO1PH5YFWITE04 | 5 Year IT Expert Enabled EcoCare for Single-Phase UPS Membership |  |  | 1963.5
| ECO1PH5YFWITE05 | 5 Year IT Expert Enabled EcoCare for Single-Phase UPS Membership |  |  | 3426.5
| ECO1PH5YFWITE06 | 5 Year IT Expert Enabled EcoCare for Single-Phase UPS Membership |  |  | 5082
| ECO1PH5YFWITE07 | 5 Year IT Expert Enabled EcoCare for Single-Phase UPS Membership |  |  | 7425
| ECO1PH5YFWITE08 | 5 Year IT Expert Enabled EcoCare for Single-Phase UPS Membership |  |  | 8701
| ECO1PH5YFWITELI12 | 5 Year IT Expert Enabled EcoCare for Single-Phase UPS Membership for Lithium-Ion UPS |  |  | 792
| ECO1PH5YFWITELI13 | 5 Year IT Expert Enabled EcoCare for Single-Phase UPS Membership for Lithium-Ion UPS |  |  | 848.1
| ECO1PH5YFWITELI14 | 5 Year IT Expert Enabled EcoCare for Single-Phase UPS Membership for Lithium-Ion UPS |  |  | 1358.5
| ECO1PH5YFWITELI15 | 5 Year IT Expert Enabled EcoCare for Single-Phase UPS Membership for Lithium-Ion UPS |  |  | 2629
| ECO1PH5YFWITELI16 | 5 Year IT Expert Enabled EcoCare for Single-Phase UPS Membership for Lithium-Ion UPS |  |  | 3052.5
| ECO1PH5YFWITELI17 | 5 Year IT Expert Enabled EcoCare for Single-Phase UPS Membership for Lithium-Ion UPS |  |  | 3668.5
| ECO1PH5YFWITELI18 | 5 Year IT Expert Enabled EcoCare for Single-Phase UPS Membership for Lithium-Ion UPS |  |  | 3828
| ECO1PH5YFWLI12 | 5 Year EcoCare for Single-Phase UPS Membership for Lithium-Ion UPS |  |  | 1133
| ECO1PH5YFWLI13 | 5 Year EcoCare for Single-Phase UPS Membership for Lithium-Ion UPS |  |  | 1215.5
| ECO1PH5YFWLI14 | 5 Year EcoCare for Single-Phase UPS Membership for Lithium-Ion UPS |  |  | 1941.5
| ECO1PH5YFWLI15 | 5 Year EcoCare for Single-Phase UPS Membership for Lithium-Ion UPS |  |  | 3756.5
| ECO1PH5YFWLI16 | 5 Year EcoCare for Single-Phase UPS Membership for Lithium-Ion UPS |  |  | 4361.5
| ECO1PH5YFWLI17 | 5 Year EcoCare for Single-Phase UPS Membership for Lithium-Ion UPS |  |  | 5236
| ECO1PH5YFWLI18 | 5 Year EcoCare for Single-Phase UPS Membership for Lithium-Ion UPS |  |  | 5472.5
| ECO1PHITETTD1 | IT Expert Enabled EcoCare for Single-Phase UPS Operator Training for L1 Troubleshooting |  |  | 1474
| ECRADVPFI1YSP-01 | 1 Year EcoCare Advanced Service Plan for Modular Data Center All-In-One 20KW-60KW |  |  | 16445
| ECRADVPFI1YSP-02 | 1 Year EcoCare Advanced Service Plan for Modular Data Center All-In-One 80KW-120KW |  |  | 22654.5
| ECRADVPFI1YSP-03 | 1 Year EcoCare Advanced Service Plan for Modular Data Center All-In-One 140KW-180KW |  |  | 26664
| ECRADVPFI1YSP-04 | 1 Year EcoCare Advanced Service Plan for Modular Data Center All-In-One 200KW-240KW |  |  | 32010
| ECRADVPFI3YSP-01 | 3 Year EcoCare Advanced Service Plan for Modular Data Center All-In-One 20KW-60KW |  |  | 47855.5
| ECRADVPFI3YSP-02 | 3 Year EcoCare Advanced Service Plan for Modular Data Center All-In-One 80KW-120KW |  |  | 65917.5
| ECRADVPFI3YSP-03 | 3 Year EcoCare Advanced Service Plan for Modular Data Center All-In-One 140KW-180KW |  |  | 77583
| ECRADVPFI3YSP-04 | 3 Year EcoCare Advanced Service Plan for Modular Data Center All-In-One 200KW-240KW |  |  | 93142.5
| ECRADVPFI5YSP-01 | 5 Year EcoCare Advanced Service Plan for Modular Data Center All-In-One 20KW-60KW |  |  | 78111
| ECRADVPFI5YSP-02 | 5 Year EcoCare Advanced Service Plan for Modular Data Center All-In-One 80KW-120KW |  |  | 107596.5
| ECRADVPFI5YSP-03 | 5 Year EcoCare Advanced Service Plan for Modular Data Center All-In-One 140KW-180KW |  |  | 126643
| ECRADVPFI5YSP-04 | 5 Year EcoCare Advanced Service Plan for Modular Data Center All-In-One 200KW-240KW |  |  | 152036.5
| ECRADVPFP1YSP-01 | 1 Year EcoCare Advanced Service Plan for Modular Data Center Power Module 250KW-750KW |  |  | 21318
| ECRADVPFP1YSP-02 | 1 Year EcoCare Advanced Service Plan for Modular Data Center Power Module 1000KW-1500KW |  |  | 25327.5
| ECRADVPFP1YSP-03 | 1 Year EcoCare Advanced Service Plan for Modular Data Center Power Module 1750KW-2000KW+ |  |  | 39358
| ECRADVPFP3YSP-01 | 3 Year EcoCare Advanced Service Plan for Modular Data Center Power Module 250KW-750KW |  |  | 62029
| ECRADVPFP3YSP-02 | 3 Year EcoCare Advanced Service Plan for Modular Data Center Power Module 1000KW-1500KW |  |  | 73694.5
| ECRADVPFP3YSP-03 | 3 Year EcoCare Advanced Service Plan for Modular Data Center Power Module 1750KW-2000KW+ |  |  | 114526.5
| ECRADVPFP5YSP-01 | 5 Year EcoCare Advanced Service Plan for Modular Data Center Power Module 250KW-750KW |  |  | 101249.5
| ECRADVPFP5YSP-02 | 5 Year EcoCare Advanced Service Plan for Modular Data Center Power Module 1000KW-1500KW |  |  | 120296
| ECRADVPFP5YSP-03 | 5 Year EcoCare Advanced Service Plan for Modular Data Center Power Module 1750KW-2000KW+ |  |  | 186939.5
| ECRESSPFI1YSP-01 | 1 Year EcoCare Essential Service Plan for Modular Data Center All-In-One 20KW-60KW |  |  | 9784.5
| ECRESSPFI1YSP-02 | 1 Year EcoCare Essential Service Plan for Modular Data Center All-In-One 80KW-120KW |  |  | 11236.5
| ECRESSPFI1YSP-03 | 1 Year EcoCare Essential Service Plan for Modular Data Center All-In-One 140KW-180KW |  |  | 12842.5
| ECRESSPFI1YSP-04 | 1 Year EcoCare Essential Service Plan for Modular Data Center All-In-One 200KW-240KW |  |  | 14454
| ECRESSPFI3YSP-01 | 3 Year EcoCare Essential Service Plan for Modular Data Center All-In-One 20KW-60KW |  |  | 28468
| ECRESSPFI3YSP-02 | 3 Year EcoCare Essential Service Plan for Modular Data Center All-In-One 80KW-120KW |  |  | 32686.5
| ECRESSPFI3YSP-03 | 3 Year EcoCare Essential Service Plan for Modular Data Center All-In-One 140KW-180KW |  |  | 37372.5
| ECRESSPFI3YSP-04 | 3 Year EcoCare Essential Service Plan for Modular Data Center All-In-One 200KW-240KW |  |  | 42053
| ECRESSPFI5YSP-01 | 5 Year EcoCare Essential Service Plan for Modular Data Center All-In-One 20KW-60KW |  |  | 46464
| ECRESSPFI5YSP-02 | 5 Year EcoCare Essential Service Plan for Modular Data Center All-In-One 80KW-120KW |  |  | 53350
| ECRESSPFI5YSP-03 | 5 Year EcoCare Essential Service Plan for Modular Data Center All-In-One 140KW-180KW |  |  | 61000.5
| ECRESSPFI5YSP-04 | 5 Year EcoCare Essential Service Plan for Modular Data Center All-In-One 200KW-240KW |  |  | 68640
| ECRESSPFP1YSP-01 | 1 Year EcoCare Essential Service Plan for Modular Data Center Power Module 250KW-750KW |  |  | 15262.5
| ECRESSPFP1YSP-02 | 1 Year EcoCare Essential Service Plan for Modular Data Center Power Module 1000KW-1500KW |  |  | 18480
| ECRESSPFP1YSP-03 | 1 Year EcoCare Essential Service Plan for Modular Data Center Power Module 1750KW-2000KW+ |  |  | 29755
| ECRESSPFP3YSP-01 | 3 Year EcoCare Essential Service Plan for Modular Data Center Power Module 250KW-750KW |  |  | 44401.5
| ECRESSPFP3YSP-02 | 3 Year EcoCare Essential Service Plan for Modular Data Center Power Module 1000KW-1500KW |  |  | 53773.5
| ECRESSPFP3YSP-03 | 3 Year EcoCare Essential Service Plan for Modular Data Center Power Module 1750KW-2000KW+ |  |  | 86581
| ECRESSPFP5YSP-01 | 5 Year EcoCare Essential Service Plan for Modular Data Center Power Module 250KW-750KW |  |  | 72473.5
| ECRESSPFP5YSP-02 | 5 Year EcoCare Essential Service Plan for Modular Data Center Power Module 1000KW-1500KW |  |  | 87774.5
| ECRESSPFP5YSP-03 | 5 Year EcoCare Essential Service Plan for Modular Data Center Power Module 1750KW-2000KW+ |  |  | 141322.5
| ECRPADVPFI1YSP-01 | 1 Year EcoCare Plus Advanced Service Plan for Modular Data Center All-In-One 20KW-60KW |  |  | 45292.5
| ECRPADVPFI1YSP-02 | 1 Year EcoCare Plus Advanced Service Plan for Modular Data Center All-In-One 80KW-120KW |  |  | 57860
| ECRPADVPFI1YSP-03 | 1 Year EcoCare Plus Advanced Service Plan for Modular Data Center All-In-One 140KW-180KW |  |  | 69014
| ECRPADVPFI1YSP-04 | 1 Year EcoCare Plus Advanced Service Plan for Modular Data Center All-In-One 200KW-240KW |  |  | 81389
| ECRPADVPFI3YSP-01 | 3 Year EcoCare Plus Advanced Service Plan for Modular Data Center All-In-One 20KW-60KW |  |  | 131802
| ECRPADVPFI3YSP-02 | 3 Year EcoCare Plus Advanced Service Plan for Modular Data Center All-In-One 80KW-120KW |  |  | 168366
| ECRPADVPFI3YSP-03 | 3 Year EcoCare Plus Advanced Service Plan for Modular Data Center All-In-One 140KW-180KW |  |  | 200832.5
| ECRPADVPFI3YSP-04 | 3 Year EcoCare Plus Advanced Service Plan for Modular Data Center All-In-One 200KW-240KW |  |  | 236841
| ECRPADVPFI5YSP-01 | 5 Year EcoCare Plus Advanced Service Plan for Modular Data Center All-In-One 20KW-60KW |  |  | 215132.5
| ECRPADVPFI5YSP-02 | 5 Year EcoCare Plus Advanced Service Plan for Modular Data Center All-In-One 80KW-120KW |  |  | 274824
| ECRPADVPFI5YSP-03 | 5 Year EcoCare Plus Advanced Service Plan for Modular Data Center All-In-One140KW-180KW |  |  | 327822
| ECRPADVPFI5YSP-04 | 5 Year EcoCare Plus Advanced Service Plan for Modular Data Center All-In-One 200KW-240KW |  |  | 386589.5
| ECRPADVPFP1YSP-01 | 1 Year EcoCare Plus Advanced Service Plan for Modular Data Center Power Module 250KW-750KW |  |  | 63849.5
| ECRPADVPFP1YSP-02 | 1 Year EcoCare Plus Advanced Service Plan for Modular Data Center Power Module 1000KW-1500KW |  |  | 81620
| ECRPADVPFP1YSP-03 | 1 Year EcoCare Plus Advanced Service Plan for Modular Data Center Power Module 1750KW-2000KW+ |  |  | 126934.5
| ECRPADVPFP3YSP-01 | 3 Year EcoCare Plus Advanced Service Plan for Modular Data Center Power Module250KW-750KW |  |  | 185790
| ECRPADVPFP3YSP-02 | 3 Year EcoCare Plus Advanced Service Plan for Modular Data Center Power Module 1000KW-1500KW |  |  | 237517.5
| ECRPADVPFP3YSP-03 | 3 Year EcoCare Plus Advanced Service Plan for Modular Data Center Power Module 1750KW-2000KW+ |  |  | 369374.5
| ECRPADVPFP5YSP-01 | 5 Year EcoCare Plus Advanced Service Plan for Modular Data Center Power Module 250KW-750KW |  |  | 303264.5
| ECRPADVPFP5YSP-02 | 5 Year EcoCare Plus Advanced Service Plan for Modular Data Center Power Module 1000KW-1500KW |  |  | 387700.5
| ECRPADVPFP5YSP-03 | 5 Year EcoCare Plus Advanced Service Plan for Modular Data Center Power Module 1750KW-2000KW+ |  |  | 602932
| ERWPLUS1-1Y-DIGI | Advanced 1Y Plan for EcoStruxure IT SmartConnect |  |  | 81.4
| ERWPLUS1-3Y-DIGI | Advanced 3Y Plan for EcoStruxure IT SmartConnect |  |  | 190.3
| ERWPLUS1-5Y-DIGI | Advanced 5Y Plan for EcoStruxure IT SmartConnect |  |  | 306.9
| ERWPMON1-1Y-DIGI | Standard 1Y Plan for EcoStruxure IT SmartConnect |  |  | 37.4
| ERWPMON1-3Y-DIGI | Standard 3Y Plan for EcoStruxure IT SmartConnect |  |  | 81.4
| ERWPMON1-5Y-DIGI | Standard 5Y Plan for EcoStruxure IT SmartConnect |  |  | 171.6
Professional Services » Uninterruptible Power Supply (UPS) » CCC Store
Professional Services | FSC1004 | EcoConsult Audit for Single-Phase UPS, 1-10 Closets, Up to 25 Assets per site |  |  | 1710.5
Professional Services | FSC1008 | EcoConsult Audit for Single-Phase UPS, 11-20 Closets, Up to 50 Assets per site |  |  | 2843.5
Professional Services | FSC1012 | EcoConsult Audit for Single-Phase UPS, 21-30 Closets, Up to 75 Assets per site |  |  | 4554
Professional Services | FSC1016 | EcoConsult Audit for Single-Phase UPS, 31-40 Closets, Up to 100 Assets per site |  |  | 5692.5
» Uninterruptible Power Supply (UPS) » Charge UPS
| CURK115-01-03 | APC Charge-UPS #115 1-Yr SP-03 |  |  | 672.1
| CURK116-01-02 | APC Charge-UPS #116 1-Yr SP-02 |  |  | 465.3
| CURK117-01-04 | APC Charge-UPS #117 1-Yr SP-04 |  |  | 1061.5
| CURK132-01-02 | APC Charge-UPS #132 1-Yr SP-02 |  |  | 592.9
| CURK143-01-04 | APC Charge-UPS #143 1-Yr SP-04 |  |  | 999.9
| CURK57-01-03 | APC Charge-UPS #57 1-Yr SP-03 |  |  | 730.4
» Uninterruptible Power Supply (UPS) » Easy UPS 3-Series Accessories
| E3SBPAR10K40F | Easy UPS 3S Parallel Maintenance Bypass Panel for 3 UPSs, 10-40kVA 208V |  |  | 10950.5
| E3SBPSU10K20F | Easy UPS 3S Maintenance Bypass Panel, single unit, 10-20kVA 208V |  |  | 5467
| E3SBPSU30K40F | Easy UPS 3S Maintenance Bypass Panel, single unit, 30-40kVA 208V |  |  | 8217
| E3SFBTH2 | Easy UPS 3S High Capacity Battery String 208V |  |  | 1837
| E3SOPT001 | Network Card for Easy UPS 3S, 3M, 3L and Galaxy PW 2nd Gen UPS |  |  | 266.2
| E3SOPT002 | Easy UPS 3S Parallel Kit |  |  | 643.5
| E3SOPT010 | Easy UPS 3S Dry Contact Card |  |  | 301.4
| E3SOPT014 | Easy UPS 3S Cold Start Kit 10-40 kVA 208V |  |  | 245.3
| E3SOPT015 | Easy UPS 3S Kirk Key Kit |  |  | 1380.5
| E3SXR7 | Easy UPS 3S Modular Battery Cabinet 208V |  |  | 6704.5
» Uninterruptible Power Supply (UPS) » Easy UPS 3S
| E3SUPS10KFBS | Easy UPS 3S 10 kVA 208V 3:3 UPS for internal batteries, Start-up 5x8 | 208 3PH | 208 3PH | 13442
| E3SUPS15KFBS | Easy UPS 3S 15 kVA 208V 3:3 UPS for internal batteries, Start-up 5x8 | 208 3PH | 208 3PH | 15438.5
| E3SUPS20KFBS | Easy UPS 3S 20 kVA 208V 3:3 UPS for internal batteries, Start-up 5x8 | 208 3PH | 208 3PH | 16879.5
| E3SUPS30KFBS | Easy UPS 3S 30 kVA 208V 3:3 UPS for internal batteries, Start-up 5x8 | 208 3PH | 208 3PH | 21274
| E3SUPS40KFBS | Easy UPS 3S 40 kVA 208V 3:3 UPS for internal batteries, Start-up 5x8 | 208 3PH | 208 3PH | 25305.5
» Uninterruptible Power Supply (UPS) » Easy UPS On-Line
| SRVSL1KRARK | Schneider Easy UPS On-Line Li-Ion SRVL RT 1000VA 120V, with Rail Kit | 120 | 120 | 3107.5
| SRVSL2KRARK | Schneider Easy UPS On-Line Li-Ion SRVL RT 2000VA 120V, with Rail Kit | 120 | 120 | 4658.5
| SRVSL3KRARK | Schneider Easy UPS On-Line Li-Ion SRVL RT 3000VA 120V, with Rail Kit | 120 | 120 | 6099.5
» Uninterruptible Power Supply (UPS) » Galaxy 5000
| 0M-815108 | G5 KAIC SCR KIT FOR 40-80 KVA |  |  | 2563
3 Phase GP UPS 41-225kVA » Uninterruptible Power Supply (UPS) » Galaxy 5000
3 Phase GP UPS 41-225kVA | 0M-G5TB150SA | MGE GALAXY 5000 SA BAT CABINET TYPE 150 |  |  | 26383.5
3 Phase GP UPS 41-225kVA | 0M-G5TB300ADJ | MGE GALAXY 5000 ADJ BAT CABINET TYPE 300 |  |  | 8349
3 Phase GP UPS 41-225kVA | 0M-G5TB490ADJ | MGE GALAXY 5000 ADJ BAT CABINET TYPE 490 |  |  | 13150.5
3 Phase GP UPS 41-225kVA | 0M-G5TBSH01 | MGE GALAXY 5000 BAT SHELF UPS12-300MR 32 |  |  | 5676
3 Phase GP UPS 41-225kVA | 0M-G5TBSH03 | MGE GALAXY 5000 BAT SHELF UPS12-490MR 48 |  |  | 10323.5
» Uninterruptible Power Supply (UPS) » Galaxy 5000
| 0M-G5TH100K130G32CB | MGE GALAXY 5000 100-130KVA WM MB 480V 3 CB |  |  | 6061
3 Phase GP UPS 41-225kVA » Uninterruptible Power Supply (UPS) » Galaxy 5000
3 Phase GP UPS 41-225kVA | 0M-G5TH100K130GADJ | MGE GALAXY 5000 100-130KVA ADJ MB 480V |  |  | 8442.5
» Uninterruptible Power Supply (UPS) » Galaxy 5000
| 0M-G5TH100K130GADJ65 | MGE GALAXY 5000 100-130KVA ADJMB 480 65KAI |  |  | 11819.5
3 Phase GP UPS 41-225kVA » Uninterruptible Power Supply (UPS) » Galaxy 5000
3 Phase GP UPS 41-225kVA | 0M-G5THOPT010 | MGE GALAXY 5000 100-130KVA W/LD ISO 208V |  |  | 12314.5
3 Phase GP UPS 41-225kVA | 0M-G5TTOPT015 | MGE GALAXY 5000 IN ISO 208/480V 50KVA |  |  | 10637
3 Phase GP UPS 41-225kVA | 0M-G5TU100K130G | MGE GALAXY 5000 100/130KVA 480V |  |  | 48521
3 Phase GP UPS 41-225kVA | 0M-G5TU40K80G | MGE GALAXY 5000 40/80KVA 480V |  |  | 34468.5
» Uninterruptible Power Supply (UPS) » Galaxy 5000
| 0M-GWTAT4-CAT | CAT 4 DISTRIBUTION CB 125-400A 208 VAC |  |  | 4015
3 Phase GP UPS 41-225kVA » Uninterruptible Power Supply (UPS) » Galaxy 5000
3 Phase GP UPS 41-225kVA | 0M-GWTP150G-CAT | CAT 150KVA 480V IN/OUT PARALLEL |  |  | 51414
3 Phase GP UPS 41-225kVA | 0M-GWTP180G-CAT | CAT 180KVA 480V IN/OUT PARALLEL |  |  | 54934
3 Phase GP UPS 41-225kVA | 0M-GWTP225G-CAT | CAT 225KVA 480V IN/OUT PARALLEL |  |  | 63228
» Uninterruptible Power Supply (UPS) » Galaxy Lithium Ion Battery Systems
| LIBCAT2W10X80 | CATL LIB rack with 10 x 80Ah battery modules and 500A control box 2 wires |  |  | 75564.5
| LIBCAT2W11X80 | CATL LIB rack with 11 x 80Ah battery modules and 500A control box 2 wires |  |  | 81697
| LIBCAT2W8X80 | CATL LIB rack with 8 x 80Ah battery modules and 500A control box 2 wires |  |  | 60456
| LIBCAT2W9X80 | CATL LIB rack with 9 x 80Ah battery modules and 500A control box 2 wires |  |  | 66588.5
| LIBSEOPT001 | Galaxy Li-ion Battery Communication Cable, 25m (82ft) |  |  | 352
| LIBSEOPT002 | Galaxy Lithium-ion Battery Cabinet SMPS AC/DC Converter |  |  | 2601.5
| LIBSESMG10UL | Galaxy Lithium-ion Battery Cabinet UL with 10 x 2.04 kWh battery modules |  |  | 52811
| LIBSESMG13UL | Galaxy Li-Ion Battery Cabinet UL with 13 x 2.04 kWh battery modules |  |  | 61396.5
| LIBSESMG16UL | Galaxy Li-Ion Battery Cabinet UL with 16 x 2.04 kWh battery modules |  |  | 69740
| LIBSESMG17IEC | Galaxy Li-Ion Battery Cabinet IEC with 17 x 2.04 kWh battery modules |  |  | 72946.5
| LIBSESMG17UL | Galaxy Li-Ion Battery Cabinet UL with 17 x 2.04 kWh battery modules |  |  | 72946.5
Service Spares » Uninterruptible Power Supply (UPS) » Galaxy Lithium Ion Battery Systems
Service Spares | LIBSMG95ACCH | Li-Ion Battery 9540A - Accessories Hardware |  |  | 1024.1
Battery Replacement Services » Uninterruptible Power Supply (UPS) » Galaxy Lithium Ion Battery Systems
Battery Replacement Services | LIBSMG95MODA | Li-Ion Battery 9540A - Battery Module Type A |  |  | 3250.5
Battery Replacement Services | LIBSMG95MODB | Li-Ion Battery 9540A - Battery Module Type B |  |  | 3250.5
Service Spares » Uninterruptible Power Supply (UPS) » Galaxy Lithium Ion Battery Systems
Service Spares | LIBSMG95RACKUL | Li-Ion Battery 9540A - Empty Rack Frame UL |  |  | 4686
Service Spares | LIBSMG95SGUL | Li-Ion Battery 9540A - SwitchGear UL |  |  | 6473.5
Lithium Ion Batteries » Uninterruptible Power Supply (UPS) » Galaxy Lithium Ion Battery Systems
Lithium Ion Batteries | LIBSMG95SMPS | Li-Ion Battery 9540A - SMPS |  |  | 7859.5
Service Spares » Uninterruptible Power Supply (UPS) » Galaxy Lithium Ion Battery Systems
Service Spares | LIBSMG95SMPS1PH | Li-Ion Battery 9540A - SMPS (1-PHASE) |  |  | 2997.5
» Uninterruptible Power Supply (UPS) » Galaxy Lithium Ion Battery Systems
| LIBVIS10X100630IEC | Vision 2000mm LIB rack with 10 x 100Ah battery modules and 630A CBMS IEC |  |  | 84975
| LIBVIS10X50250IEC | Vision 2000mm LIB rack with 10 x 50Ah battery modules and 250A CBMS IEC |  |  | 45177
| LIBVIS12X100630IEC | Vision 2300mm LIB rack with 12 x 100Ah battery modules and 630A CBMS IEC |  |  | 98774.5
| LIBVIS12X50250IEC | Vision 2000mm LIB rack with 12 x 50Ah battery modules and 250A CBMS IEC |  |  | 52096
| LIBVIS8X100630IEC | Vision 2000mm LIB rack with 8 x 100Ah battery modules and 630A CBMS IEC |  |  | 71687
| LIBVIS8X50250IEC | Vision 2000mm LIB rack with 8 x 50Ah battery modules and 250A CBMS IEC |  |  | 38258
| LIBVISGBMS | Vision GBMS with LCD |  |  | 2997.5
| LIBVISTOPHAT | Vision LIB Tophat Option |  |  | 1897.5
» Uninterruptible Power Supply (UPS) » Galaxy VL
| GVBEC | Bottom Cable Entry Cabinet, 400 mm wide, for Galaxy VS/VL |  |  | 3278
| GVL200K500DS | Galaxy VL UPS 200 scalable to 500 kW, 400/480V, Start-up 5x8 | 380 3PH, 400 3PH, 440 3PH, 480 3PH, 415 3PH | 380 3PH, 480 3PH, 415 3PH, 400 3PH, 440 3PH | 90128.5
| GVL300K500DS | Galaxy VL UPS 300 scalable to 500 kW, 400/480V, Start-up 5x8 | 380 3PH, 415 3PH, 440 3PH, 400 3PH | 400 3PH, 440 3PH, 380 3PH, 415 3PH, 480 3PH | 115401
| GVL400K500DS | Galaxy VL UPS 400 scalable to 500 kW, 400/480V, Start-up 5x8 | 400 3PH, 440 3PH, 480 3PH, 415 3PH, 380 3PH | 380 3PH, 480 3PH, 415 3PH, 440 3PH, 400 3PH | 134854.5
| GVL500KDS | Galaxy VL UPS 500 kW, 400/480V, Start-up 5x8 | 400 3PH, 415 3PH, 480 3PH, 380 3PH, 440 3PH | 440 3PH, 400 3PH, 380 3PH, 415 3PH, 480 3PH | 153884.5
| GVLMBCA200K500G | Galaxy VL Maintenance Bypass Cabinet single unit 200-500 kW 480V, Backfeed |  |  | 32147.5
| GVLOPT001 | Galaxy VL Performance Air Filter Kit for UPS |  |  | 541.2
| GVLOPT002 | Galaxy VL Seismic Kit for UPS, Maintenance Bypass and Bottom Cable Entry Cabinet |  |  | 1265
| GVLOPT003 | Galaxy VL Internal Backfeed kit for UL |  |  | 12463
| GVLOPT005 | Galaxy VL Lithium-ion Battery Control Breaker Kit |  |  | 933.9
| GVLOPT006 | Galaxy VL Parallel Communications Kit Worldwide |  |  | 693
» Uninterruptible Power Supply (UPS) » Galaxy VM
| GVMDFW-KIT | Galaxy VM Dust Filter Kit Wide Power Cabinet |  |  | 429
| GVML2MBCN-KIT | Galaxy VM Level 2 Seismic Kit for Narrow Modular Battery Cabinet |  |  | 590.7
| GVML2MBCW-KIT | Galaxy VM Level 2 Seismic Kit for Wide Modular Battery Cabinet |  |  | 731.5
| GVMMBTU | Galaxy VM UPS Modular Battery module |  |  | 3377
| GVMMODBCN | Galaxy VM UPS Modular Battery Cabinet Narrow for 6 battery modules | 480 3PH |  | 7287.5
| GVMMODBCW | Galaxy VM UPS Modular Battery Cabinet wide for 12 battery modules | 480 3PH |  | 10609.5
| GVMPB160KG65S | Galaxy VM 160 kVA UPS Parallel 480-480 V, 65kAIC, Start up 5x8 | 480 3PH | 480 3PH | 77599.5
| GVMPB160KHS | Galaxy VM 160 kVA UPS Parallel 400-400 V with Backfeed protection, Start up 5x8 | 400 3PH | 400 3PH | 50347
| GVMPB180KG65S | Galaxy VM 180 kVA UPS Parallel 480-480 V, 65kAIC, Start up 5x8 | 480 3PH | 480 3PH | 88533.5
| GVMPB225KG65S | Galaxy VM 225 kVA UPS Parallel 480-480 V, 65kAIC, Start up 5x8 | 480 3PH | 480 3PH | 107365.5
| GVMRB160KG65S | Galaxy VM 160 kVA Additional UPS for 1+1 480-480 V, 65kAIC, Start up 5x8 | 480 3PH | 480 3PH | 76076
| GVMRB180KG65S | Galaxy VM 180 kVA Additional UPS for 1+1 480-480 V, 65kAIC, Start up 5x8 | 480 3PH | 480 3PH | 88533.5
| GVMRB225KG65S | Galaxy VM 225 kVA Additional UPS for 1+1 480-480 V, 65kAIC, Start up 5x8 | 480 3PH | 480 3PH | 102377
| GVMS160KGF65S | Galaxy VM 160 kVA UPS Single 480-208 V, 65kAIC, Start up 5x8 | 480 3PH | 208 3PH | 136928
| GVMS180KGF65S | Galaxy VM 180 kVA UPS Single 480-208 V, 65kAIC, Start up 5x8 | 480 3PH | 208 3PH | 137923.5
| GVMS225KGF65S | Galaxy VM 225 kVA UPS Single 480-208 V, 65kAIC, Start up 5x8 | 480 3PH | 208 3PH | 154676.5
| GVMSB160KG65S | Galaxy VM 160 kVA UPS Single 480-480 V, 65kAIC, Start up 5x8 | 480 3PH | 480 3PH | 81939
| GVMSB160KHS | Galaxy VM 160 kVA UPS Single 400-400 V with Backfeed protection, Start up 5x8 | 400 3PH | 400 3PH | 51249
| GVMSB180KG65S | Galaxy VM 180 kVA UPS Single 480-480 V,65kAIC, Start up 5x8 | 480 3PH | 480 3PH | 94589
| GVMSB200KHS | Galaxy VM 200 kVA UPS Single 400-400 V with Backfeed protection, Start up 5x8 | 400 3PH | 400 3PH | 72721
| GVMSB225KG65S | Galaxy VM 225 kVA UPS Single 480-480 V, 65kAIC, Start up 5x8 | 480 3PH | 480 3PH | 111342
| GVMSBC450KG | Galaxy VM System Bypass Cabinet 450K 480V | 480 3PH | 480 3PH | 33720.5
| GVMSBC640KHEL | GALAXY VM System Bypass Cabinet 640KVA 380/400/415V EL | 400 3PH | 400 3PH | 27769.5
| GVMSBC675KG | Galaxy VM System Bypass Cabinet 675K 480V | 480 3PH | 480 3PH | 42526
| GVMSBCLB675KG | Galaxy VM System Bypass Cabinet 675K 480V with load bank breaker | 480 3PH | 480 3PH | 46524.5
» Uninterruptible Power Supply (UPS) » Galaxy VS
| GVPM20KD | Galaxy V series Power Module 20kW 400V/480V, 10kW 208V |  |  | 13420
| GVSBPIT75 | Galaxy VS Maintenance Bypass Cabinet with Input Transformer 75kW, 480V or 600V In, 208V Out |  |  | 30431.5
| GVSBPOT150 | Galaxy VS Maintenance Bypass Cabinet with Output Transformer 150kW 480V In, 208V Out |  |  | 44000
| GVSCBT6ST | Galaxy VS Classic Battery Cabinet, UL, Type 6, Seismic Tested |  |  | 52750.5
| GVSCBT7ST | Galaxy VS Classical Battery Cabinet, UL, Type 7, Seismic Tested |  |  | 54763.5
| GVSOPT029 | Galaxy VS Seismic Kit for 150kW Transformer Cabinet |  |  | 639.1
| GVSOPT030 | Galaxy VS Cable Kit for UPS with external Modular Battery Cabinets, adjacent installation |  |  | 2420
| GVSOPT036 | Galaxy VS Remote Alarm Panel |  |  | 3888.5
| GVSOPT037 | Galaxy VS Output Switch Box |  |  | 2244
| GVSOPT039 | Galaxy VS Live Swap Upgrade Kit for UPS with Modular Batteries |  |  | 960.3
| GVSOPT040 | Galaxy VS Interface Cable for X-ray equipment |  |  | 246.4
| GVSUPS100K0B5GS | Galaxy VS UPS 100kW 480V for up to 5 internal 9Ah smart modular battery strings, Start-up 5x8 | 480 3PH | 480 3PH | 55764.5
| GVSUPS100K0B5HS | Galaxy VS UPS 100kW 400V for up to 5 internal 9Ah smart modular battery strings, Start-up 5x8 | 400 3PH | 400 3PH | 55764.5
| GVSUPS100KB5GS | Galaxy VS UPS 100kW 480V, 3 internal 9Ah smart modular battery strings expandable to 5, Start-up 5x8 | 480 3PH | 480 3PH | 70477
| GVSUPS100KB5HS | Galaxy VS UPS 100kW 400V, 3 internal 9Ah smart modular battery strings expandable to 5, Start-up 5x8 | 400 3PH | 400 3PH | 70477
| GVSUPS100KGS | Galaxy VS UPS 100kW 480V for External Batteries, Start-up 5x8 | 480 3PH | 480 3PH | 53168.5
| GVSUPS100KGSUS | Galaxy VS UPS TAA Compliant 100kW 480V for External Batteries, Start-up 5x8 |  |  | 57953.5
| GVSUPS100KHS | Galaxy VS UPS 100kW 400V for External Batteries, Start-up 5x8 | 400 3PH | 400 3PH | 53168.5
| GVSUPS100KMHS | Galaxy VS UPS 100kW 400V for external batteries, halogen-free cables, marine certified, Start-up 5x8 | 400 3PH | 400 3PH | 54714
| GVSUPS100KRGS | Galaxy VS UPS 100kW 480V with N+1 power module for external batteries, Start-up 5x8 | 480 3PH | 480 3PH | 67259.5
| GVSUPS100KRHS | Galaxy VS UPS 100kW 400V with N+1 power module for external batteries, Start-up 5x8 | 400 3PH | 400 3PH | 67259.5
| GVSUPS10K0B4FS | Galaxy VS UPS 10kW 208V for up to 4 internal 9Ah smart modular battery strings, Start-up 5x8 | 208 3PH | 208 3PH | 20911
| GVSUPS10KB2FS | Galaxy VS UPS 10kW 208V, 1 internal 7Ah smart modular battery string, expandable to 2, Start-up 5x8 | 208 3PH | 208 3PH | 22319
| GVSUPS10KB2HS | Galaxy VS UPS 10kW 400V, 1 internal 7Ah smart modular battery string, expandable to 2, Start-up 5x8 | 400 3PH | 400 3PH | 26554
| GVSUPS10KB4FS | Galaxy VS UPS 10kW 208V, 1 internal 9Ah smart modular battery string, expandable to 4, Start-up 5x8 | 208 3PH | 208 3PH | 25278
| GVSUPS10KB4HS | Galaxy VS UPS 10kW 400V, 1 internal 9Ah smart modular battery string, expandable to 4, Start-up 5x8 | 400 3PH | 400 3PH | 29227
| GVSUPS10KFS | Galaxy VS UPS 10kW 208V for External Batteries, Start-up 5x8 | 208 3PH | 208 3PH | 20806.5
| GVSUPS10KFSUS | Galaxy VS UPS TAA Compliant 10kW 208V for External Batteries, Start-up 5x8 |  |  | 22676.5
| GVSUPS10KR0B5FS | Galaxy VS UPS 10kW 208V with N+1 power module, for 5 smart modular 9Ah battery strings, Start-up 5x8 | 208 3PH | 208 3PH | 30970.5
| GVSUPS10KRFS | Galaxy VS UPS 10kW 208V with N+1 power module for external batteries, Start-up 5x8 | 208 3PH | 208 3PH | 35838
| GVSUPS120KGS | Galaxy VS 120kW 480V for external batteries, Start-up 5x8 | 480 3PH | 480 3PH | 61946.5
| GVSUPS120KHS | Galaxy VS UPS 120kW 400V for External Batteries, Start-up 5x8 | 400 3PH | 400 3PH | 61028
| GVSUPS120KMHS | Galaxy VS UPS 120kW 400V for external batteries, halogen-free cables, marine certified, Start-up 5x8 | 400 3PH | 400 3PH | 61913.5
| GVSUPS150KGS | Galaxy VS 150kW 480V for external batteries, Start-up 5x8 | 480 3PH | 480 3PH | 72781.5
| GVSUPS150KHS | Galaxy VS UPS 150kW 400V for External Batteries, Start-up 5x8 | 400 3PH | 400 3PH | 74954
| GVSUPS150KMHS | Galaxy VS UPS 150kW 400V for external batteries, halogen-free cables, marine certified, Start-up 5x8 | 400 3PH | 400 3PH | 75834
| GVSUPS15K0B4FS | Galaxy VS UPS 15kW 208V for up to 4 internal 9Ah smart modular battery strings, Start-up 5x8 | 208 3PH | 208 3PH | 22302.5
| GVSUPS15KB2HS | Galaxy VS UPS 15kW 400V, 1 internal 7Ah smart modular battery string, expandable to 2, Start-up 5x8 | 400 3PH | 400 3PH | 27951
| GVSUPS15KB4FS | Galaxy VS UPS 15kW 208V, 2 internal 9Ah smart modular battery strings, expandable to 4, Start-up 5x8 | 208 3PH | 208 3PH | 31102.5
| GVSUPS15KB4HS | Galaxy VS UPS 15kW 400V, 1 internal 9Ah smart modular battery string, expandable to 4, Start-up 5x8 | 400 3PH | 400 3PH | 30761.5
| GVSUPS15KFS | Galaxy VS UPS 15kW 208V for External Batteries, Start-up 5x8 | 208 3PH | 208 3PH | 23402.5
| GVSUPS15KFSUS | Galaxy VS UPS TAA Compliant 15kW 208V for External Batteries, Start-up 5x8 |  |  | 25509
| GVSUPS15KR0B5FS | Galaxy VS UPS 15kW 208V with N+1 power module, for 5 smart modular 9Ah battery strings, Start-up 5x8 | 208 3PH | 208 3PH | 33704
| GVSUPS15KRFS | Galaxy VS UPS 15kW 208V with N+1 power module for external batteries, Start-up 5x8 | 208 3PH | 208 3PH | 38362.5
| GVSUPS20K0B4FS | Galaxy VS UPS 20kW 208V for up to 4 internal 9Ah smart modular battery strings, Start-up 5x8 | 208 3PH | 208 3PH | 24381.5
| GVSUPS20K0B4GS | Galaxy VS UPS 20kW 480V for up to 4 internal 9Ah smart modular battery strings, Start-up 5x8 | 480 3PH | 480 3PH | 27879.5
| GVSUPS20K0B4HS | Galaxy VS UPS 20kW 400V for up to 4 internal 9Ah smart modular battery strings, Start-up 5x8 | 400 3PH | 400 3PH | 27879.5
| GVSUPS20K100B3H | Galaxy VS UPS 20kW with transformer, 480V Input 400V Output, with 2 modular battery strings expandable to 3 |  | 400 3PH | 91789.5
| GVSUPS20KB2GS | Galaxy VS UPS 20kW 480V, 1 internal 7Ah smart modular battery string, expandable to 2, Start-up 5x8 | 480 3PH | 480 3PH | 29419.5
| GVSUPS20KB2HS | Galaxy VS UPS 20kW 400V, 1 internal 7Ah smart modular battery string, expandable to 2, Start-up 5x8 | 400 3PH | 400 3PH | 29419.5
| GVSUPS20KB4FS | Galaxy VS UPS 20kW 208V, 2 internal 9Ah smart modular battery strings, expandable to 4, Start-up 5x8 | 208 3PH | 208 3PH | 33005.5
| GVSUPS20KB4GS | Galaxy VS UPS 20kW 480V, 1 internal 9Ah smart modular battery string, expandable to 4, Start-up 5x8 | 480 3PH | 480 3PH | 32384
| GVSUPS20KB4HS | Galaxy VS UPS 20kW 400V, 1 internal 9Ah smart modular battery string, expandable to 4, Start-up 5x8 | 400 3PH | 400 3PH | 32384
| GVSUPS20KFS | Galaxy VS UPS 20kW 208V for External Batteries, Start-up 5x8 | 208 3PH | 208 3PH | 24706
| GVSUPS20KFSUS | Galaxy VS UPS TAA Compliant 20kW 208V for External Batteries, Start-up 5x8 |  |  | 26928
| GVSUPS20KGS | Galaxy VS UPS 20kW 480V for External Batteries, Start-up 5x8 | 480 3PH | 480 3PH | 29848.5
| GVSUPS20KGSUS | Galaxy VS UPS TAA Compliant 20kW 480V for External Batteries, Start-up 5x8 |  |  | 32532.5
| GVSUPS20KHS | Galaxy VS UPS 20kW 400V for External Batteries, Start-up 5x8 | 400 3PH | 400 3PH | 29848.5
| GVSUPS20KMHS | Galaxy VS UPS 20kW 400V for external batteries, halogen-free cables, marine certified, Start-up 5x8 | 400 3PH | 400 3PH | 32048.5
| GVSUPS20KR0B5FS | Galaxy VS UPS 20kW 208V with N+1 power module, for 5 smart modular 9Ah battery strings, Start-up 5x8 | 208 3PH | 208 3PH | 36877.5
| GVSUPS20KR0B5GS | Galaxy VS UPS 20kW 480V with N+1 power module, for 5 smart modular 9Ah battery strings, Start-up 5x8 | 480 3PH | 480 3PH | 38714.5
| GVSUPS20KR0B5HS | Galaxy VS UPS 20kW 400V with N+1 power module, for 5 smart modular 9Ah battery strings, Start-up 5x8 | 400 3PH | 400 3PH | 38714.5
| GVSUPS20KRFS | Galaxy VS UPS 20kW 208V with N+1 power module for external batteries, Start-up 5x8 | 208 3PH | 208 3PH | 39622
| GVSUPS20KRGS | Galaxy VS UPS 20kW 480V with N+1 power module for external batteries, Start-up 5x8 | 480 3PH | 480 3PH | 44616
| GVSUPS20KRHS | Galaxy VS UPS 20kW 400V with N+1 power module for external batteries, Start-up 5x8 | 400 3PH | 400 3PH | 44616
| GVSUPS25K0B4FS | Galaxy VS UPS 25kW 208V for up to 4 internal 9Ah smart modular battery strings, Start-up 5x8 | 208 3PH | 208 3PH | 27197.5
| GVSUPS25K75FS | Galaxy VS UPS 25kW 208V scalable to 75kW for external batteries, Start-up 5x8 | 208 3PH | 208 3PH | 30937.5
| GVSUPS25KB4FS | Galaxy VS UPS 25kW 208V, 2 internal 9Ah smart modular battery strings, expandable to 4, Start-up 5x8 | 208 3PH | 208 3PH | 34397
| GVSUPS25KFS | Galaxy VS UPS 25kW 208V for External Batteries, Start-up 5x8 | 208 3PH | 208 3PH | 26004
| GVSUPS25KFSUS | Galaxy VS UPS TAA Compliant 25kW 208V for External Batteries, Start-up 5x8 |  |  | 28347
| GVSUPS25KR0B5FS | Galaxy VS UPS 25kW 208V with N+1 power module, for 5 smart modular 9Ah battery strings, Start-up 5x8 | 208 3PH | 208 3PH | 41167.5
| GVSUPS25KRFS | Galaxy VS UPS 25kW 208V with N+1 power module for external batteries, Start-up 5x8 | 208 3PH | 208 3PH | 40887
| GVSUPS30K0B4GS | Galaxy VS UPS 30kW 480V for up to 4 internal 9Ah smart modular battery strings, Start-up 5x8 | 480 3PH | 480 3PH | 31856
| GVSUPS30K0B4HS | Galaxy VS UPS 30kW 400V for up to 4 internal 9Ah smart modular battery strings, Start-up 5x8 | 400 3PH | 400 3PH | 31856
| GVSUPS30K0B5FS | Galaxy VS UPS 30kW 208V for up to 5 internal 9Ah smart modular battery strings, Start-up 5x8 | 208 3PH | 208 3PH | 29661.5
| GVSUPS30KB4GS | Galaxy VS UPS 30kW 480V, 2 internal 9Ah smart modular battery strings, expandable to 4, Start-up 5x8 | 480 3PH | 480 3PH | 38203
| GVSUPS30KB4HS | Galaxy VS UPS 30kW 400V, 2 internal 9Ah smart modular battery strings, expandable to 4, Start-up 5x8 | 400 3PH | 400 3PH | 38203
| GVSUPS30KB5FS | Galaxy VS UPS 30kW 208V, 3 internal 9Ah smart modular battery strings, expandable to 5, Start-up 5x8 | 208 3PH | 208 3PH | 45666.5
| GVSUPS30KFS | Galaxy VS UPS 30kW 208V for External Batteries, Start-up 5x8 | 208 3PH | 208 3PH | 34138.5
| GVSUPS30KFSUS | Galaxy VS UPS TAA Compliant 30kW 208V for External Batteries, Start-up 5x8 |  |  | 37213
| GVSUPS30KGS | Galaxy VS UPS 30kW 480V for External Batteries, Start-up 5x8 | 480 3PH | 480 3PH | 31839.5
| GVSUPS30KGSUS | Galaxy VS UPS TAA Compliant 30kW 480V for External Batteries, Start-up 5x8 |  |  | 34699.5
| GVSUPS30KHS | Galaxy VS UPS 30kW 400V for External Batteries, Start-up 5x8 | 400 3PH | 400 3PH | 31839.5
| GVSUPS30KMHS | Galaxy VS UPS 30kW 400V for external batteries, halogen-free cables, marine certified, Start-up 5x8 | 400 3PH | 400 3PH | 34039.5
| GVSUPS30KR0B5GS | Galaxy VS UPS 30kW 480V with N+1 power module, for 5 smart modular 9Ah battery strings, Start-up 5x8 | 480 3PH | 480 3PH | 44935
| GVSUPS30KR0B5HS | Galaxy VS UPS 30kW 400V with N+1 power module, for 5 smart modular 9Ah battery strings, Start-up 5x8 | 400 3PH | 400 3PH | 44935
| GVSUPS30KRFS | Galaxy VS UPS 30kW 208V with N+1 power module for external batteries, Start-up 5x8 | 208 3PH | 208 3PH | 48779.5
| GVSUPS30KRGS | Galaxy VS UPS 30kW 480V with N+1 power module for external batteries, Start-up 5x8 | 480 3PH | 480 3PH | 46546.5
| GVSUPS30KRHS | Galaxy VS UPS 30kW 400V with N+1 power module for external batteries, Start-up 5x8 | 400 3PH | 400 3PH | 46546.5
| GVSUPS40K0B4GS | Galaxy VS UPS 40kW 480V for up to 4 internal 9Ah smart modular battery strings, Start-up 5x8 | 480 3PH | 480 3PH | 34831.5
| GVSUPS40K0B4HS | Galaxy VS UPS 40kW 400V for up to 4 internal 9Ah smart modular battery strings, Start-up 5x8 | 400 3PH | 400 3PH | 34831.5
| GVSUPS40K0B5FS | Galaxy VS UPS 40kW 208V for up to 5 internal 9Ah smart modular battery strings, Start-up 5x8 | 208 3PH | 208 3PH | 35260.5
| GVSUPS40KB4GS | Galaxy VS UPS 40kW 480V, 2 internal 9Ah smart modular battery strings, expandable to 4, Start-up 5x8 | 480 3PH | 480 3PH | 43213.5
| GVSUPS40KB4HS | Galaxy VS UPS 40kW 400V, 2 internal 9Ah smart modular battery strings, expandable to 4, Start-up 5x8 | 400 3PH | 400 3PH | 43213.5
| GVSUPS40KB5FS | Galaxy VS UPS 40kW 208V, 3 internal 9Ah smart modular battery strings, expandable to 5, Start-up 5x8 | 208 3PH | 208 3PH | 52068.5
| GVSUPS40KFS | Galaxy VS UPS 40kW 208V for External Batteries, Start-up 5x8 | 208 3PH | 208 3PH | 37928
| GVSUPS40KFSUS | Galaxy VS UPS TAA Compliant 40kW 208V for External Batteries, Start-up 5x8 |  |  | 41343.5
| GVSUPS40KGS | Galaxy VS UPS 40kW 480V for External Batteries, Start-up 5x8 | 480 3PH | 480 3PH | 35024
| GVSUPS40KGSUS | Galaxy VS UPS TAA Compliant 40kW 480V for External Batteries, Start-up 5x8 |  |  | 38175.5
| GVSUPS40KHS | Galaxy VS UPS 40kW 400V for External Batteries, Start-up 5x8 | 400 3PH | 400 3PH | 35024
| GVSUPS40KMHS | Galaxy VS UPS 40kW 400V for external batteries, halogen-free cables, marine certified, Start-up 5x8 | 400 3PH | 400 3PH | 37229.5
| GVSUPS40KR0B5GS | Galaxy VS UPS 40kW 480V with N+1 power module, for 5 smart modular 9Ah battery strings, Start-up 5x8 | 480 3PH | 480 3PH | 49164.5
| GVSUPS40KR0B5HS | Galaxy VS UPS 40kW 400V with N+1 power module, for 5 smart modular 9Ah battery strings, Start-up 5x8 | 400 3PH | 400 3PH | 49164.5
| GVSUPS40KRFS | Galaxy VS UPS 40kW 208V with N+1 power module for external batteries, Start-up 5x8 | 208 3PH | 208 3PH | 52464.5
| GVSUPS40KRGS | Galaxy VS UPS 40kW 480V with N+1 power module for external batteries, Start-up 5x8 | 480 3PH | 480 3PH | 49643
| GVSUPS40KRHS | Galaxy VS UPS 40kW 400V with N+1 power module for external batteries, Start-up 5x8 | 400 3PH | 400 3PH | 49643
| GVSUPS50K0B4GS | Galaxy VS UPS 50kW 480V for up to 4 internal 9Ah smart modular battery strings, Start-up 5x8 | 480 3PH | 480 3PH | 38852
| GVSUPS50K0B4HS | Galaxy VS UPS 50kW 400V for up to 4 internal 9Ah smart modular battery strings, Start-up 5x8 | 400 3PH | 400 3PH | 38852
| GVSUPS50K0B5FS | Galaxy VS UPS 50kW 208V for up to 5 internal 9Ah smart modular battery strings, Start-up 5x8 | 208 3PH | 208 3PH | 39039
| GVSUPS50K150GS | Galaxy VS UPS 50kW 480V scalable to 150kW for external batteries, Start-up 5x8 | 480 3PH | 480 3PH | 43560
| GVSUPS50K150HS | Galaxy VS UPS 50kW 400V scalable to 150kW for external batteries, Start-up 5x8 | 400 3PH | 400 3PH | 43560
| GVSUPS50KB4GS | Galaxy VS UPS 50kW 480V, 2 internal 9Ah smart modular battery strings, expandable to 4, Start-up 5x8 | 480 3PH | 480 3PH | 47756.5
| GVSUPS50KB4HS | Galaxy VS UPS 50kW 400V, 2 internal 9Ah smart modular battery strings, expandable to 4, Start-up 5x8 | 400 3PH | 400 3PH | 47756.5
| GVSUPS50KB5FS | Galaxy VS UPS 50kW 208V, 3 internal 9Ah smart modular battery strings, expandable to 5, Start-up 5x8 | 208 3PH | 208 3PH | 56380.5
| GVSUPS50KFS | Galaxy VS UPS 50kW 208V for External Batteries, Start-up 5x8 | 208 3PH | 208 3PH | 43114.5
| GVSUPS50KFSUS | Galaxy VS UPS TAA Compliant 50kW 208V for External Batteries, Start-up 5x8 |  |  | 46992
| GVSUPS50KGS | Galaxy VS UPS 50kW 480V for External Batteries, Start-up 5x8 | 480 3PH | 480 3PH | 39798
| GVSUPS50KGSUS | Galaxy VS UPS TAA Compliant 50kW 480V for External Batteries, Start-up 5x8 |  |  | 43378.5
| GVSUPS50KHS | Galaxy VS UPS 50kW 400V for External Batteries, Start-up 5x8 | 400 3PH | 400 3PH | 39798
| GVSUPS50KMHS | Galaxy VS UPS 50kW 400V for external batteries, halogen-free cables, marine certified, Start-up 5x8 | 400 3PH | 400 3PH | 41998
| GVSUPS50KR0B5GS | Galaxy VS UPS 50kW 480V with N+1 power module, for 5 smart modular 9Ah battery strings, Start-up 5x8 | 480 3PH | 480 3PH | 54890
| GVSUPS50KR0B5HS | Galaxy VS UPS 50kW 400V with N+1 power module, for 5 smart modular 9Ah battery strings, Start-up 5x8 | 400 3PH | 400 3PH | 54890
| GVSUPS50KRFS | Galaxy VS UPS 50kW 208V with N+1 power module for external batteries, Start-up 5x8 | 208 3PH | 208 3PH | 57491.5
| GVSUPS50KRGS | Galaxy VS UPS 50kW 480V with N+1 power module for external batteries, Start-up 5x8 | 480 3PH | 480 3PH | 54274
| GVSUPS50KRHS | Galaxy VS UPS 50kW 400V with N+1 power module for external batteries, Start-up 5x8 | 400 3PH | 400 3PH | 54274
| GVSUPS60K0B5GS | Galaxy VS UPS 60kW 480V for up to 5 internal 9Ah smart modular battery strings, Start-up 5x8 | 480 3PH | 480 3PH | 42372
| GVSUPS60K0B5HS | Galaxy VS UPS 60kW 400V for up to 5 internal 9Ah smart modular battery strings, Start-up 5x8 | 400 3PH | 400 3PH | 42372
| GVSUPS60KB5GS | Galaxy VS UPS 60kW 480V, 3 internal 9Ah smart modular battery strings, expandable to 5, Start-up 5x8 | 480 3PH | 480 3PH | 57079
| GVSUPS60KB5HS | Galaxy VS UPS 60kW 400V, 3 internal 9Ah smart modular battery strings, expandable to 5, Start-up 5x8 | 400 3PH | 400 3PH | 57079
| GVSUPS60KFS | Galaxy VS 60kW 208V for external batteries, Start-up 5x8 | 208 3PH | 208 | 50226
| GVSUPS60KGS | Galaxy VS UPS 60kW 480V for External Batteries, Start-up 5x8 | 480 3PH | 480 3PH | 45298
| GVSUPS60KGSUS | Galaxy VS UPS TAA Compliant 60kW 480V for External Batteries, Start-up 5x8 |  |  | 49379
| GVSUPS60KHS | Galaxy VS UPS 60kW 400V for External Batteries, Start-up 5x8 | 400 3PH | 400 3PH | 45298
| GVSUPS60KMHS | Galaxy VS UPS 60kW 400V for external batteries, halogen-free cables, marine certified, Start-up 5x8 | 400 3PH | 400 3PH | 46843.5
| GVSUPS60KRGS | Galaxy VS UPS 60kW 480V with N+1 power module for external batteries, Start-up 5x8 | 480 3PH | 480 3PH | 59620
| GVSUPS60KRHS | Galaxy VS UPS 60kW 400V with N+1 power module for external batteries, Start-up 5x8 | 400 3PH | 400 3PH | 59620
| GVSUPS75KFS | Galaxy VS 75kW 208V for external batteries, Start-up 5x8 | 208 3PH | 208 3PH | 59015
| GVSUPS80K0B5GS | Galaxy VS UPS 80kW 480V for up to 5 internal 9Ah smart modular battery strings, Start-up 5x8 | 480 3PH | 480 3PH | 50374.5
| GVSUPS80K0B5HS | Galaxy VS UPS 80kW 400V for up to 5 internal 9Ah smart modular battery strings, Start-up 5x8 | 400 3PH | 400 3PH | 50374.5
| GVSUPS80KB5GS | Galaxy VS UPS 80kW 480V, 3 internal 9Ah smart modular battery strings, expandable to 5, Start-up 5x8 | 480 3PH | 480 3PH | 65081.5
| GVSUPS80KB5HS | Galaxy VS UPS 80kW 400V, 3 internal 9Ah smart modular battery strings, expandable to 5, Start-up 5x8 | 400 3PH | 400 3PH | 65081.5
| GVSUPS80KGS | Galaxy VS UPS 80kW 480V for External Batteries, Start-up 5x8 | 480 3PH | 480 3PH | 49043.5
| GVSUPS80KGSUS | Galaxy VS UPS TAA Compliant 80kW 480V for External Batteries, Start-up 5x8 |  |  | 53460
| GVSUPS80KHS | Galaxy VS UPS 80kW 400V for External Batteries, Start-up 5x8 | 400 3PH | 400 3PH | 49043.5
| GVSUPS80KMHS | Galaxy VS UPS 80kW 400V for external batteries, halogen-free cables, marine certified, Start-up 5x8 | 400 3PH | 400 3PH | 50589
| GVSUPS80KRGS | Galaxy VS UPS 80kW 480V with N+1 power module for external batteries, Start-up 5x8 | 480 3PH | 480 3PH | 63255.5
| GVSUPS80KRHS | Galaxy VS UPS 80kW 400V with N+1 power module for external batteries, Start-up 5x8 | 400 3PH | 400 3PH | 63255.5
» Uninterruptible Power Supply (UPS) » Galaxy VS Accessories
| AP9644 | Network Management Card LCES2 with Modbus, Ethernet, and Aux Sensors |  |  | 1298
| GVEAC7 | Galaxy V Series Empty Auxiliary Cabinet |  |  | 6627.5
| GVPM50KD | Galaxy V series Power Module 50kW 400V/480V, 25kW 208V |  |  | 19206
| GVSBBB100K200H | Galaxy VS Battery Breaker Box 100-200kW 400V |  |  | 4130.5
| GVSBBB20K80H | Galaxy VS Battery Breaker Box 20-80kW 400V |  |  | 2750
| GVSBBK100K200H | Galaxy VS Battery Breaker Kit 100-200kW 400V |  |  | 2887.5
| GVSBBK20K80H | Galaxy VS Battery Breaker Kit 20-80kW 400V |  |  | 1804
| GVSBP100T | Galaxy VS Maintenance Bypass Cabinet, single unit, 10-50kW 208V, 20-100kW 480V, 77.6in tall | 480 3PH | 480 3PH | 12760
| GVSBPAR10K30H | Galaxy VS Parallel Maintenance Bypass Panel for 2 UPSs, 10-30kW 400V Wallmount |  |  | 5945.5
| GVSBPAR40K50H | Parallel Maintenance Bypass Panel for 2 UPSs, 40-50kW 400V wallmount, for Galaxy VS and Easy UPS 3S |  |  | 6710
| GVSBPAR60K120H | Parallel Maintenance Bypass Panel for 2 UPSs, 60-120kW 400V wallmount for Galaxy VS & Easy UPS 3S/3M |  |  | 10730.5
| GVSBPIT25B | Galaxy VS Maintenance Bypass Cabinet w input transformer 25kW 480V or 600V in, 208V out, 59in tall |  |  | 17088.5
| GVSBPIT50 | Galaxy VS Maintenance Bypass Cabinet with Input Transformer 30-50kW 480V or 600V In, 208V Out |  |  | 23573
| GVSBPOT100 | Galaxy VS Maintenance Bypass Cabinet with Output Transformer 60-100kW 480V In, 208V Out |  |  | 26317.5
| GVSBPOT100T | Galaxy VS Maintenance Bypass Cabinet with output transformer 100kW 480V in, 208V out, 77.6in tall | 480 3PH | 208 3PH | 34798.5
| GVSBPOT50B | Galaxy VS Maintenance Bypass Cabinet with output transformer 50kW 480V in, 208V out, 59in tall |  |  | 22473
| GVSBPSU100G-WP | Galaxy VS Maintenance Bypass Panel, single unit, 25-50kW 208V, 50-100kW 480V wallmount |  |  | 7062
| GVSBPSU10K20H | Maintenance Bypass Panel, single unit, 10-20kW 400V wallmount, for Galaxy VS and Easy UPS 3S |  |  | 1507
| GVSBPSU150G | Galaxy VS Maintenance Bypass Cabinet, UL, Single-Unit 50-75kW 208V, 100-150kW 480V, 100-150kW 400V |  |  | 10296
| GVSBPSU150KH | Maintenance Bypass Panel, single unit, 150kW 400V wallmount, for Galaxy VS and Easy UPS 3M | 400 3PH |  | 4609
| GVSBPSU20K60H | Maintenance Bypass Panel, single unit, 20-60kW 400V wallmount, for Galaxy VS and Easy UPS 3S |  |  | 2277
| GVSBPSU60G-WP | Galaxy VS Maintenance Bypass Panel, single unit, 10-30kW 208V, 20-60kW 480V wallmount |  |  | 2997.5
| GVSBPSU80G | Galaxy VS Maintenance Bypass Cabinet, UL, Single-Unit 10-40kW 208V, 20-80kW 480V, 20-80kW 400V |  |  | 7650.5
| GVSBPSU80K120H | Maintenance Bypass Panel, single unit, 80-120kW 400V wallmount, for Galaxy VS and Easy UPS 3S/3M |  |  | 3613.5
| GVSBT4 | Galaxy VS 7Ah Smart Modular Battery String |  |  | 4444
| GVSBTH4 | Galaxy VS 9Ah Smart Modular High Capacity Battery String |  |  | 5329.5
| GVSBTH4LL | Galaxy VS 9Ah Smart Modular Long-Life High Capacity Battery String |  |  | 6798
| GVSBTHU | Galaxy VS 9Ah Smart High Capacity Battery Module |  |  | 2590.5
| GVSBTHULL | Galaxy VS 9Ah Smart Long-Life High Capacity Battery Module |  |  | 3162.5
| GVSBTU | Galaxy VS 7Ah Smart Battery Module |  |  | 2013
| GVSCBC10A2 | Classic Battery Cabinet, IEC, 1000mm wide, Config A2, Galaxy VS/VL and Easy UPS 3-Phase Modular |  |  | 29892.5
| GVSCBT1 | Galaxy VS Classic Battery Cabinet, UL, Type 1 |  |  | 26218.5
| GVSCBT1ST | Galaxy VS Classic Battery Cabinet, UL, Type 1, Seismic Tested |  |  | 27698
| GVSCBT2 | Galaxy VS Classic Battery Cabinet, UL, Type 2 |  |  | 30585.5
| GVSCBT2ST | Galaxy VS Classic Battery Cabinet, UL, Type 2, Seismic Tested |  |  | 32065
| GVSCBT3 | Galaxy VS Classic Battery Cabinet, UL, Type 3 |  |  | 35205.5
| GVSCBT3ST | Galaxy VS Classic Battery Cabinet, UL, Type 3, Seismic Tested |  |  | 36982
| GVSCBT4 | Galaxy VS Classic Battery Cabinet, UL, Type 4 |  |  | 40254.5
| GVSCBT4ST | Galaxy VS Classic Battery Cabinet, UL, Type 4, Seismic Tested |  |  | 42031
| GVSCBT5 | Galaxy VS Classic Battery Cabinet, UL, Type 5 |  |  | 44170.5
| GVSCBT5ST | Galaxy VS Classic Battery Cabinet, UL, Type 5, Seismic Tested |  |  | 45947
| GVSMODBC6 | Galaxy VS Modular Battery Cabinet for up to 6 smart modular battery strings |  |  | 8591
| GVSMODBC9 | Galaxy VS Modular Battery Cabinet for up to 9 smart modular battery strings |  |  | 11759
| GVSOPT001 | Galaxy VS Air Filter Kit for 521mm wide UPS |  |  | 346.5
| GVSOPT002 | Galaxy VS Seismic Kit for Modular Battery Cabinet or 521mm wide UPS |  |  | 394.9
| GVSOPT003 | Galaxy VS Seismic Kit for Maintenance Bypass Cabinet |  |  | 297
| GVSOPT004 | Galaxy VS Kirk Key Kit for Maintenance Bypass Cabinet |  |  | 4422
| GVSOPT005 | Galaxy VS NEMA 2 holes kit |  |  | 592.9
| GVSOPT006 | Galaxy VS Parallel Communications Kit |  |  | 770
| GVSOPT007 | Galaxy VS Kirk Key Kit for Maintenance Bypass Cabinet |  |  | 2667.5
| GVSOPT008 | Galaxy VS Seismic kit for Maintenance Bypass Cabinet with Transfomer |  |  | 495
| GVSOPT011 | Galaxy VS Cable Kit for 2nd Classic Battery Cabinet |  |  | 1111
| GVSOPT012 | Galaxy VS Cable Kit for 59in tall maintenance bypass cabinet with transformer, 25kVA in/50kVA out |  |  | 906.4
| GVSOPT013 | Galaxy VS Cable and conduit box Kit for 59in tall Bypass with transformer, 25kVA in/50kVA out |  |  | 2420
| GVSOPT014 | Galaxy VS Air Filter Kit for 1970mm (77.6in) tall UPS |  |  | 363
| GVSOPT015 | Galaxy VS Air Filter Kit for 350mm (13.8in) wide UPS |  |  | 311.3
| GVSOPT016 | Galaxy VS Seismic Kit for 1970mm (77.6in) tall UPS or modular battery cabinet |  |  | 1320
| GVSOPT017 | Galaxy VS Seismic Kit for 350mm (13.8in) wide UPS |  |  | 356.4
| GVSOPT018 | Galaxy VS Cable and Conduit Box for 20.5in wide UPS w batteries and maintenance bypass cabinet |  |  | 2420
| GVSOPT020 | Galaxy VS NEMA 2 holes kit for 77.6in tall UPS |  |  | 512.6
| GVSOPT025 | Galaxy VS Seismic Kit for 1970mm (77.6in) tall auxiliary cabinet |  |  | 495
| GVSOPT026 | Galaxy VS IP22 Kit for 521mm wide UPS |  |  | 1380.5
| GVSOPT027 | Galaxy VS Mounting Skid for 521mm wide UPS for marine or industrial applications |  |  | 6902.5
| GVSOPT028 | Galaxy VS Cable Kit for 2nd and 3rd Classic Battery Cabinet |  |  | 3157
| GVSOPT031 | Galaxy VS 4th Breaker kit for 77.6in tall Maintenance Bypass Cabinet |  |  | 3481.5
| GVSOPT032 | Galaxy VS Cable Kit for 77.6in tall Bypass |  |  | 3987.5
| GVSOPT033 | Galaxy VS IP52 / NEMA12 Kit for 521mm (20.5in) wide UPS |  |  | 1727
| GVSOPT034 | Galaxy VS IP52 / NEMA12 Kit for Modular battery cabinet 6 strings |  |  | 1556.5
| GVSOPT038 | Galaxy VS Live Swap upgrade kit |  |  | 784.3
| GVSOPT038S | Galaxy VS Live Swap Upgrade Kit for UPS with External Batteries, Start-up Service 5x8 |  |  | 3624.5
» Uninterruptible Power Supply (UPS) » Galaxy VX
| GVX1000K1000NGS | Galaxy VX 1000kVA, 480V, Start up 5x8 | 480 3PH | 480 3PH | 397875.5
| GVX1000K1000NHS | Galaxy VX 1000kVA, 400V, Start up 5x8 | 400 3PH | 400 3PH | 397875.5
| GVX1000K1250GS | Galaxy VX 1000kVA Scalable to 1250kVA 480V, Start up 5x8 | 480 3PH | 480 3PH | 427713
| GVX1000K1250NGS | Galaxy VX 1000kVA Scalable to 1250kVA 480V, Start up 5x8 | 480 3PH | 480 3PH | 405834
| GVX1000K1250NHS | Galaxy VX 1000kVA Scalable to 1250kVA 400V, Start up 5x8 | 400 3PH | 400 3PH | 405834
| GVX1000K1500GS | Galaxy VX 1000kVA Scalable to 1500kVA 480V, Start up 5x8 | 480 3PH | 480 3PH | 466592.5
| GVX1000K750NGS | Galaxy VX 750kVA N+1 Redundant UPS 480V, Start up 5x8 | 480 3PH | 480 3PH | 354854.5
| GVX1000K750NHS | Galaxy VX 750kVA N+1 Redundant UPS 400V, Start up 5x8 | 400 3PH | 400 3PH | 354854.5
| GVX1100K1100NGS | Galaxy VX 1100kVA, 480V, Start up 5x8 | 480 3PH | 480 3PH | 452424.5
| GVX1100K1100NHS | Galaxy VX 1100kVA, 400V, Start up 5x8 | 400 3PH | 400 3PH | 452424.5
| GVX1250K1000NGS | Galaxy VX 1000kVA N+1 Redundant UPS 480V, Start up 5x8 | 480 3PH | 480 3PH | 465641
| GVX1250K1000NHS | Galaxy VX 1000kVA N+1 Redundant UPS 400V, Start up 5x8 | 400 3PH | 400 3PH | 465641
| GVX1250K1250GS | Galaxy VX 1250kVA, 480V, Start up 5x8 | 480 3PH | 480 3PH | 497700.5
| GVX1250K1250NGS | Galaxy VX 1250kVA, 480V, Start up 5x8 | 480 3PH | 480 3PH | 465641
| GVX1250K1250NHS | Galaxy VX 1250kVA, 400V, Start up 5x8 | 400 3PH | 400 3PH | 465641
| GVX1250K1500GS | Galaxy VX 1250kVA Scalable to 1500kVA 480V, Start up 5x8 | 480 3PH | 480 3PH | 521031.5
| GVX1500K1100NGS | Galaxy VX 1100kVA N+1 Redundant UPS, 480V, Start up 5x8 | 480 3PH | 480 3PH | 533087.5
| GVX1500K1100NHS | Galaxy VX 1100kVA N+1 Redundant UPS, 400V, Start up 5x8 | 400 3PH | 400 3PH | 533087.5
| GVX1500K1250GS | Galaxy VX 1250kVA N+1 Redundant UPS 480V, Start up 5x8 | 480 3PH | 480 3PH | 575465
| GVX1500K1250NGS | Galaxy VX 1250kVA N+1 Redundant UPS 480V, Start up 5x8 | 480 3PH | 480 3PH | 533087.5
| GVX1500K1250NHS | Galaxy VX 1250kVA N+1 Redundant UPS 400V, Start up 5x8 | 400 3PH | 400 3PH | 533087.5
| GVX1500K1500GS | Galaxy VX 1500kVA, 480V, Start up 5x8 | 480 3PH | 480 3PH | 591019
| GVX1750K1500GS | Galaxy VX 1500kVA N+1 Redundant UPS 480V, Start up 5x8 | 480 3PH | 480 3PH | 676560.5
| GVX500K1000NGS | Galaxy VX 500kVA Scalable to 1000kVA 480V, Start up 5x8 | 480 3PH | 480 3PH | 240399.5
| GVX500K1000NHS | Galaxy VX 500kVA Scalable to 1000kVA 400V, Start up 5x8 | 400 3PH | 400 3PH | 240399.5
| GVX500K1250GS | Galaxy VX 500kVA Scalable to 1250kVA 480V, Start up 5x8 | 480 3PH | 480 3PH | 269978.5
| GVX500K1250NGS | Galaxy VX 500kVA Scalable to 1250kVA 480V, Start up 5x8 | 480 3PH | 480 3PH | 246328.5
| GVX500K1250NHS | Galaxy VX 500kVA Scalable to 1250kVA 400V, Start up 5x8 | 400 3PH | 400 3PH | 246328.5
| GVX500K1500GS | Galaxy VX 500kVA Scalable to 1500kVA 480V, Start up 5x8 | 480 3PH | 480 3PH | 278080
| GVX500K500NGS | Galaxy VX 500kVA, 480V, Start up 5x8 | 480 3PH | 480 3PH | 227496.5
| GVX500K500NHS | Galaxy VX 500kVA, 400V, Start up 5x8 | 400 3PH | 400 3PH | 227496.5
| GVX500K750NGS | Galaxy VX 500kVA Scalable to 750kVA 480V, Start up 5x8 | 480 3PH | 480 3PH | 233189
| GVX500K750NHS | Galaxy VX 500kVA Scalable to 750kVA 400V, Start up 5x8 | 400 3PH | 400 3PH | 233189
| GVX625K1000NGS | Galaxy VX 625kVA Scalable to 1000kVA 480V, Start up 5x8 | 480 3PH | 480 3PH | 288112
| GVX625K1000NHS | Galaxy VX 625kVA Scalable to 1000kVA 400V, Start up 5x8 | 400 3PH | 400 3PH | 288112
| GVX625K625NGS | Galaxy VX 625kVA, 480V, Start up 5x8 | 480 3PH | 480 3PH | 279724.5
| GVX625K625NHS | Galaxy VX 625kVA, 400V, Start up 5x8 | 400 3PH | 400 3PH | 279724.5
| GVX750K1000NGS | Galaxy VX 750kVA Scalable to 1000kVA 480V, Start up 5x8 | 480 3PH | 480 3PH | 303897
| GVX750K1000NHS | Galaxy VX 750kVA Scalable to 1000kVA 400V, Start up 5x8 | 400 3PH | 400 3PH | 303897
| GVX750K1250GS | Galaxy VX 750kVA Scalable to 1250kVA 480V, Start up 5x8 | 480 3PH | 480 3PH | 347963
| GVX750K1250NGS | Galaxy VX 750kVA Scalable to 1250kVA 480V, Start up 5x8 | 480 3PH | 480 3PH | 306850.5
| GVX750K1250NHS | Galaxy VX 750kVA Scalable to 1250kVA 400V, Start up 5x8 | 400 3PH | 400 3PH | 306850.5
| GVX750K1500GS | Galaxy VX 750kVA Scalable to 1500kVA 480V, Start up 5x8 | 480 3PH | 480 3PH | 358402
| GVX750K500NGS | Galaxy VX 500kVA N+1 Redundant UPS 480V, Start up 5x8 | 480 3PH | 480 3PH | 294354.5
| GVX750K500NHS | Galaxy VX 500kVA N+1 Redundant UPS 400V, Start up 5x8 | 400 3PH | 400 3PH | 294354.5
| GVX750K750NGS | Galaxy VX 750kVA, 480V, Start up 5x8 | 480 3PH | 480 3PH | 295047.5
| GVX750K750NHS | Galaxy VX 750kVA, 400V, Start up 5x8 | 400 3PH | 400 3PH | 295047.5
| GVX800K800NGS | Galaxy VX 800kVA, 480V, Start up 5x8 | 480 3PH | 480 3PH | 354854.5
| GVX800K800NHS | Galaxy VX 800kVA, 400V, Start up 5x8 | 400 3PH | 400 3PH | 354854.5
Galaxy VX » Uninterruptible Power Supply (UPS) » Galaxy VX
Galaxy VX | GVXBBCB | Galaxy VX Battery Breaker Capacitor Board |  |  | 125.4
» Uninterruptible Power Supply (UPS) » Galaxy VX
| GVXBBTB | Galaxy VX Battery Breaker Trip Board |  |  | 335.5
Galaxy VX » Uninterruptible Power Supply (UPS) » Galaxy VX
Galaxy VX | GVXI1000KH | Galaxy VX 1000kVA 400V I/O Cabinet | 400 3PH | 400 3PH | 93241.5
Galaxy VX | GVXI1250KD | Galaxy VX 1250kVA I/O Cabinet |  |  | 84623
» Uninterruptible Power Supply (UPS) » Galaxy VX
| GVXI1250KDNBF2 | Galaxy VX 1250 kW I/O Cabinet without Backfeed protection on Mains 2 |  |  | 84623
| GVXINDUCASSY | Galaxy VX 1250 kVA Inductor Cabinet Assembly |  |  | 43488.5
Galaxy VX » Uninterruptible Power Supply (UPS) » Galaxy VX
Galaxy VX | GVXIOCG | Galaxy VX 480V I/O Cabinet | 480 3PH | 480 3PH | 98994.5
» Uninterruptible Power Supply (UPS) » Galaxy VX
| GVXMBCR625KG | Galaxy VX 625kVA 480V Remote Maintenance Bypass Cabinet |  |  | 48526.5
| GVXMBCR750KG | Galaxy VX 750kVA 480V Remote Maintenance Bypass Cabinet |  |  | 49929
| GVXOPT001 | Galaxy VX Mains 2 Backfeed Kit for I/O 1250kVA Cabinet |  |  | 7914.5
| GVXOPT002 | Galaxy VX Lithium-ion BMS Power Supply Kit for 1250kVA I/O Cabinet without Backfeed Protection |  |  | 224.4
| GVXP250KD | GALAXY VX 250KVA 400/480V PWR CAB | 480 3PH | 480 3PH | 85547
| GVXSFOPT1 | Galaxy VX 625kVA / 750kVA Single Feed Kit |  |  | 933.9
OEM and Special Products » Uninterruptible Power Supply (UPS) » Global Deployment
OEM and Special Products | SMT2200R2X167 | APC Smart-UPS 2200VA RM2U w/Auto Sense Input Voltage 120V/230V In 120V Out | 120 | 120 | 4438.5
» Uninterruptible Power Supply (UPS) » Global Deployment
| SMT700X167 | APC Smart-UPS 700VA w/Auto Sense Input Voltage 120V/230V In 120V Out | 120 | 120 | 2029.5
| SUA750IX38 | APC Smart UPS 750VA 230V USB with UL approval | 230 | 230 | 697.4
» Uninterruptible Power Supply (UPS) » Industrial UPS
| BVS240XDPDR | Din Rail Mount Switch Power Supply Battery Back Up 24V DC 10 A | 24 DC | 24 DC | 207.9
| BVS480XDPDR | Din Rail Mount Switch Power Supply Battery Back Up 24V DC 20 A | 24 DC | 24 DC | 247.5
| SRT10RMXLIX806 | APC Smart-UPS SRT 10000VA RM 230V, Custom PDU | 230, 400 3PH | 230 | 13656.5
OEM and Special Products » Uninterruptible Power Supply (UPS) » Industrial UPS
OEM and Special Products | SUA500PDR | APC DIN Rail - Panel Mount UPS-without battery-500VA 120V | 120 | 120 | 716.1
» Uninterruptible Power Supply (UPS) » Industrial UPS
| SUA500PDR-H | APC DIN Rail - Panel Mount UPS with High Temp Battery 500VA 120V | 120 | 120 | 1435.5
| SUA500PDR-S | APC DIN Rail - Panel Mount UPS with Standard Battery 500VA 120V | 120 | 120 | 914.1
| SUA500PDRI-H | APC DIN Rail - Panel Mount UPS with High Temp Battery 500VA 230V | 230 | 230 | 1435.5
| SUA500PDRI-S | APC DIN Rail - Panel Mount UPS with Standard Battery 500VA 230V | 230 | 230 | 914.1
OEM and Special Products » Uninterruptible Power Supply (UPS) » Industrial UPS
OEM and Special Products | SUA5KRMT5UX145 | APC Smart-UPS 5000VA 208V Rackmount/Tower, 12 foot power cord | 208 | 208 | 6517.5
OEM and Special Products | SYA8K16IX798 | APC Symmetra LX 8kVA Scalable to 16kVA N+1 Tower, 220-240V or 480-415V, web card shipped separately | 400 3PH, 230 | 230 | 14685
OEM and Special Products | SYA8K16IXRX798 | APC Symmetra LX 8kVA to 16kVA N+1 Ext. Run Tower, 220-240V or 380-415V, web card shipped separately | 400 3PH, 230 | 230 | 24981
OEM and Special Products | SYA8K16JXRX798 | APC Symmetra LX 8kVA scalable to 16kVA N+1 Ext. Run Tower, 200V, web card shipped separately | 200 | 100, 200 | 26141.5
» Uninterruptible Power Supply (UPS) » Industrial UPS
| SYA8K16PX798 | APC Symmetra LX 8kVA Scalable to 16kVA N+1, Tower 208/240V, web card shipped separately | 208 | 208, 120 | 16461.5
OEM and Special Products » Uninterruptible Power Supply (UPS) » Industrial UPS
OEM and Special Products | SYA8K16PXRX798 | APC Symmetra LX 8kVA Scalable to 16kVA N+1 Ext. Run Tower, 208/240V, web card shipped separately | 208 | 208, 120 | 26042.5
Symmetra (1Phase) » Uninterruptible Power Supply (UPS) » Industrial UPS
Symmetra (1Phase) | SYA8K8IX798 | APC Symmetra LX 8kVA Scalable to 8kVA N+1 Tower, 220-240V or 380-415V, web card shipped separately | 400 3PH, 230 | 230 | 18958.5
» Uninterruptible Power Supply (UPS) » Industrial UPS
| XB005XPDR | Din Rail Mount Battery Pack 24VDC | 24 DC |  | 227.7
| XHXXS7A4F | SmartUPS Industrial Battery Harness SBS75 Cabinet Accessory 4 ft |  |  | 523.6
| XHXXS7A8F | SmartUPS Industrial Battery Harness SBS75 Cabinet Accessory 12 ft |  |  | 639.1
| XU2K0LLXXRCC | APC SmartUPS Industrial 2000VA / 1800W, 120VAC In/Out RM Conformal Coated | 120 | 120 | 7964
» Uninterruptible Power Supply (UPS) » Interface Cables
| 940-0020 | UPS Communications Cable Simple Signalling |  |  | 78.1
| 940-0024 | UPS-LINK CABLE KIT |  |  | 52.8
| AP940-0625A | RJ45 serial cable for Smart-UPS LCD Models 2M |  |  | 44
| AP940-1525A | RJ45 serial cable for Smart-UPS LCD Models 15 |  |  | 66
| AP9804 | UPS Communications Cable Smart Signalling 15' / 4.5m |  |  | 78.1
| AP9815 | UPS INTERFACE EXTENSION |  |  | 52.8
| AP9824LJ | LINUX POWERCHUTE CABLE KIT FOR JPAA |  |  | 44
| AP9827 | Simple Signaling UPS Cable USB to RJ45 |  |  | 52.8
| AP98275 | UPS Signaling Offer for IBM AS/400 and IBMi (IBM Power Systems) |  |  | 112.2
» Uninterruptible Power Supply (UPS) » MGE Accessories
| 0M-TMRAE66064 | META UPS ACQUISITION CARD |  |  | 434.5
| 0M-TMRAL007 | MGE GALAXY 5000 5 PAR INTER CABLE KIT |  |  | 1639
| 66061 | MGE JBus/Modbus Card |  |  | 463.1
| 66074 | MGE SNMP/Web Card |  |  | 833.8
Service Spares » Uninterruptible Power Supply (UPS) » MGE Accessories
Service Spares | 66923 | Management-Pac 2 |  |  | 957
MGE-Products » Uninterruptible Power Supply (UPS) » MGE Accessories
3 Phase GP UPS over 225kVA » Uninterruptible Power Supply (UPS) » MGE Battery Systems
3 Phase GP UPS over 225kVA | BATTXP12V1800GNB | XP12V1800 Exide 12V VRLA Battery |  |  | 347.6
» Uninterruptible Power Supply (UPS) » MGE EPS
» Uninterruptible Power Supply (UPS) » MGE Galaxy PW
| 0M-GWTAA2 | MGE GALAXY PW EMPTY AUX CUBICLE 1015MM |  |  | 3624.5
| 0M-GWTB200B10 | 200KVA BATTERY CUBICLE 10MN 10YEARS |  |  | 40568
| 0M-GWTT225INPISOTOP21 | AUX CAB 225INP ISO+TOP ENT 800 |  |  | 19442.5
| 0M-GWTT225INPISOTOP22 | AUX CAB 225INPISOL+TOP ENTRY |  |  | 24585
| 0M-GWTT225INPISOTOP23 | AUX CAB 225 INP ISO+TOP ENTRY |  |  | 19750.5
| 0M-GWTT225ISOAULL01 | AUX CAB 225 600/600 ISOL/AUTO |  |  | 26774
| 0M-GWTT225OUTAUTOP21 | AUX CAB 225 OUT AUTO+TOP 800 |  |  | 17468
| 0M-GWTT225OUTAUTOP23 | AUX CAB 225 OUT AUTO+TOP ENTRY |  |  | 13337.5
| 0M-TMRAB001 | EXTERNAL SYNCHRO BOX |  |  | 4977.5
| 0M-TMRAB002 | TEMPERATURE MONITOR |  |  | 107.8
» Uninterruptible Power Supply (UPS) » Maintenance Bypass Panels
| SBP10KRMI4U | APC Service Bypass Panel- 230V, 100A, MBB, Hardwire input, IEC-320 output- (8) C13 (2) C19 | 230 | 230 | 1998.15
| SBP10KRMT4U | APC Service Bypass Panel- 200/208/240V 100A MBB Hardwire input (3) L6-30R (3) L6-20R output | 200, 208 | 200, 208 | 2772
| SBP1500RM | APC SERVICE BYPASS PANEL 120V 15A BBM 5-15P input (8) 5-15R output | 120 | 120 | 432.3
| SBP1500RMI | APC SERVICE BYPASS PANEL 230V 10A BBM IEC C14 input, (6) IEC C13 output | 230 | 230 | 557.7
| SBP16KP | APC Service Bypass Panel- 200/208/240V, 100A, MBB, Hardwire input/output | 208, 230, 200, 480 3PH | 120, 200, 208, 230 | 2244
| SBP16KRMP4U | APC Service Bypass Panel- 200/208/240V, 100A, MBB, Hardwire input (6) L14-30R output | 208 | 208, 200 | 2546.5
| SBP16KRMP4U-HW | APC Service Bypass Panel 200/208/240V Symmetra LX 4-16kVA (1)L14-30R, (3)L5-20R, (1)100A Hardwire | 208 | 208, 200, 120 | 2260.5
| SBP20KP | APC Service Bypass Panel 200/208/230/240V MBB 125A HW Input/Output | 208, 415 3PH, 200, 230, 240, 220, 380 3PH, 400 3PH | 200, 220, 240, 230, 208 | 2376
| SBP20KRMT4U | APC Service Bypass Panel 200/208/240V MBB 125A HW input (2) L6-30R (4) L6-20R output | 240, 200, 208 | 240, 200, 208 | 2321
| SBP2200RM | APC SERVICE BYPASS PANEL 120V 20A BBM 5-20P input (6) 5-15R (2) 5-20R output | 120 | 120 | 513.7
| SBP3000 | APC Service Bypass Panel- 100-240V, 30A, BBM, Wall Mount, Hardwire Input/Output | 120, 100, 230 | 120, 230, 100 | 950.4
| SBP3000RM | APC SERVICE BYPASS PANEL 120V 30A BBM L5-30P input (4) 5-20R (1) L5-30R output | 120 | 120 | 584.1
| SBP3000RM2U | APC Service Bypass Panel- 100-120V; 30A; BBM; L5-30P input; (2) 5-20R (6) 5-15R output | 120, 100 | 100, 120 | 1079.1
| SBP3000RMHW | APC SERVICE BYPASS PANEL 230V 16A BBM Hardwire | 230 | 230 | 687.5
| SBP3000RMI | APC SERVICE BYPASS PANEL 230V 16A BBM IEC C20 input, (6) IEC C13 (1) C19 output | 230 | 230 | 673.2
| SBP5000RMI2U | APC Service Bypass Panel - 230V, 32A, BBM, IEC320 C20/HW Input, IEC-320 Output - (2) C19 (8) C13 | 230 | 230 | 1166
| SBP5000RMT2U | APC Service Bypass Panel - 200/208/240V, 30A, BBM, L6-30P input (2) L6-30R (2) L6-20R output | 208, 200 | 208, 200 | 1353
| SBP6KRMT2U | APC Service Bypass Panel- 200/208/240V; 50A; MBB; L6-30P/HW input; (1) L6-30R (2) L6-20R output | 200, 208 | 200, 208 | 1699.5
» Uninterruptible Power Supply (UPS) » Marine
| SRT10BDVK | Secure tower bolt down vibration isolation kit for 5/6/8/10kVA SRT UPS and XBP |  |  | 996.6
| SRT10IP23 | IP23 enclosure for 5/6/8/10kVA SRT UPS and XBP |  |  | 1501.5
| SRT192RMBPM | APC Smart-UPS SRT 192V 5kVA and 6kVA RM Battery Pack Marine |  |  | 2486
| SRT5KRMXLIM | APC Smart-UPS SRT 5000VA RM 230V Marine | 230 | 230 | 9421.5
| SRT6KRMXLIM | APC Smart-UPS SRT 6000VA RM 230V Marine | 230 | 230 | 10554.5
| SRT6M | APC 5kVA and 6kVA Marine Filter | 220, 200, 230, 240, 208 | 240, 230, 220, 208, 200 | 1749
| SRT6RMM | APC 5kVA and 6kVA Marine Filter Rack-Mount | 208, 200, 230, 240, 220 | 230, 240, 208, 220, 200 | 1793
| SURT023M | APC 3000VA Filter - MARINE | 240, 220, 208, 230 | 200, 240, 220, 230, 208 | 712.8
| SURT1000XLIM | APC Smart-UPS RT 1000VA 230V - Marine | 230 | 230 | 2139.5
| SURTD2200XLIM | APC Smart-UPS RT 2200VA 230V - Marine | 230 | 230 | 3751
| SURTD3000XLIM | APC Smart-UPS RT 3000VA 230V - Marine | 230 | 230 | 5445
Power Generation Systems » Uninterruptible Power Supply (UPS) » Power Generation Systems
» Uninterruptible Power Supply (UPS) » PowerChute Network Shutdown
| SWPCNS1Y-DIGI | PowerChute Network Shutdown License for Virtualization and HCI, 1-Year |  |  | 206.8
| SWPCNS3Y-DIGI | PowerChute Network Shutdown License for Virtualization and HCI, 3-Year |  |  | 526.9
| SWPCNS5Y-DIGI | PowerChute Network Shutdown License for Virtualization and HCI, 5-Year |  |  | 880
| SWPCNS6Y-DIGI | PowerChute Network Shutdown License for Virtualization and HCI, 6-Year |  |  | 1053.8
» Uninterruptible Power Supply (UPS) » Replacement Battery Cartridges
| APCRBC105 | APC Replacement Battery Cartridge #105 |  |  | 733.7
| APCRBC106 | APC Replacement Battery Cartridge #106 |  |  | 105.6
| APCRBC107 | APC Replacement Battery Cartridge J15 |  |  | 426.8
| APCRBC108 | APC Replacement Battery Cartridge J10 |  |  | 352
| APCRBC109 | APC Replacement Battery Cartridge #109 |  |  | 203.5
| APCRBC110 | APC Replacement Battery Cartridge #110 |  |  | 105.6
| APCRBC113 | APC Replacement Battery Cartridge #113 |  |  | 115.5
| APCRBC114 | APC Replacement Battery Cartridge #114 |  |  | 100.1
| APCRBC115 | APC Replacement Battery Cartridge #115 |  |  | 534.6
| APCRBC116 | APC Replacement Battery Cartridge #116 |  |  | 383.9
| APCRBC117 | APC Replacement Battery Cartridge #117 |  |  | 761.2
| APCRBC117US | APC Replacement Battery Cartridge #117 TAA |  |  | 834.9
| APCRBC118 | APC Replacement Battery Cartridge #118 |  |  | 524.7
| APCRBC119 | APC Replacement Battery Cartridge #119 |  |  | 2112
| APCRBC123 | APC Replacement Battery Cartridge # 123 |  |  | 141.9
| APCRBC124 | APC Replacement Battery Cartridge # 124 |  |  | 156.2
| APCRBC130 | APC Replacement Battery Cartridge # 130 |  |  | 178.2
| APCRBC131 | APC Replacement Battery Cartridge #131 |  |  | 242
| APCRBC132 | APC Replacement Battery Cartridge #132 |  |  | 507.1
| APCRBC133 | APC Replacement Battery Cartridge #133 |  |  | 558.8
| APCRBC135 | APC Replacement Battery Cartridge #135 |  |  | 194.7
| APCRBC136 | APC Replacement Battery Cartridge # 136 |  |  | 705.1
| APCRBC137J | APC Replacement Battery Cartridge #137J |  |  | 302.5
| APCRBC140 | APC Replacement battery cartridge #140 |  |  | 1111
| APCRBC141 | APC Replacement Battery Cartridge #141 |  |  | 528
| APCRBC142 | APC Replacement Battery Cartridge #142 |  |  | 218.9
| APCRBC143 | APC Replacement Battery Cartridge #143 |  |  | 698.5
| APCRBC143US | APC Replacement Battery Cartridge #143 TAA |  |  | 746.9
| APCRBC152 | APC Replacement battery cartridge #152 |  |  | 1193.5
| APCRBC153 | APC Replacement Battery Cartridge #153 |  |  | 100.1
| APCRBC154 | APC Replacement Battery Cartridge #154 |  |  | 88
| APCRBC155 | APC Replacement Battery Cartridge #155 |  |  | 610.5
| APCRBC157 | APC Replacement Battery Cartridge #157 |  |  | 517
| APCRBC158 | APC Replacement Battery Cartridge #158 |  |  | 126.5
| APCRBC159 | APC Replacement Battery Cartridge #159 |  |  | 454.3
| APCRBC160 | APC Replacement Battery Cartridge #160 |  |  | 135.3
| APCRBC161 | APC Replacement Battery Cartridge #161 |  |  | 141.9
| APCRBC162 | APC Replacement Battery Cartridge #162 |  |  | 141.9
| APCRBC163 | APC Replacement Battery Cartridge #163 |  |  | 156.2
| APCRBC164 | APC Replacement Battery Cartridge #164 | 12 DC |  | 141.9
| APCRBC165 | APC Replacement Battery Cartridge #165 | 12 DC |  | 141.9
| APCRBC166 | APC Replacement Battery Cartridge #166 | 12 DC |  | 141.9
| APCRBC88 | APC Replacement Battery Cartridge #88 |  |  | 610.5
| APCRBCV200 | APC Replacement Battery Cartridge #200 |  |  | 168.3
| APCRBCV201 | APC Replacement Battery Cartridge #201 |  |  | 316.8
| APCRBCV202 | APC Replacement Battery Cartridge #202 |  |  | 455.4
| APCRBCV203 | APC Replacement Battery Cartridge #203 |  |  | 148.5
| APCRBCV204 | APC Replacement Battery Cartridge #204 |  |  | 267.3
| APCRBCV205 | APC Replacement Battery Cartridge #205 |  |  | 386.1
| APCRBCV206 | APC Replacement Battery Cartridge #206 |  |  | 128.7
| APCRBCV207 | APC Replacement Battery Cartridge #207 |  |  | 155.1
| APCRBCV208 | APC Replacement Battery Cartridge #208 |  |  | 267.3
| APCRBCV209 | APC Replacement Battery Cartridge #209 |  |  | 306.9
| APCRBCV210 | APC Replacement Battery Cartridge #210 |  |  | 49.5
| APCRBCV211 | APC Replacement Battery Cartridge #211 |  |  | 59.4
| APCRBCV212 | APC Replacement Battery Cartridge #212 |  |  | 78.1
| RBC11 | APC Replacement Battery Cartridge #11 |  |  | 690.8
| RBC12 | APC Replacement Battery Cartridge #12 |  |  | 729.3
| RBC13 | APC Replacement Battery Cartridge #13 |  |  | 2227.5
| RBC14 | APC Replacement Battery Cartridge #14 |  |  | 2233
| RBC17 | APC Replacement Battery Cartridge #17 |  |  | 89.1
| RBC18 | APC Replacement Battery Cartridge #18 |  |  | 258.5
| RBC2 | APC Replacement Battery Cartridge #2 |  |  | 88
| RBC22 | APC Replacement Battery Cartridge #22 |  |  | 424.6
| RBC23 | APC Replacement Battery Cartridge #23 |  |  | 565.4
| RBC24 | APC Replacement Battery Cartridge #24 |  |  | 685.3
| RBC24J | APC Replacement Battery Cartridge #24J |  |  | 756.8
| RBC25 | APC Replacement Battery Cartridge #25 |  |  | 834.9
| RBC26 | APC Replacement Battery Cartridge #26 |  |  | 469.7
| RBC27 | APC Replacement Battery Cartridge #27 |  |  | 811.8
| RBC29 | APC Replacement Battery Cartridge #29 |  |  | 89.1
| RBC3 | APC Replacement Battery Cartridge #3 |  |  | 156.2
| RBC30 | APC Replacement Battery Cartridge #30 |  |  | 85.8
| RBC31 | APC Replacement Battery Cartridge #31 |  |  | 514.8
| RBC32 | APC Replacement Battery Cartridge #32 |  |  | 151.8
| RBC33 | APC Replacement Battery Cartridge #33 |  |  | 187
| RBC34 | APC Replacement Battery Cartridge #34 |  |  | 492.8
| RBC35 | APC Replacement Battery Cartridge #35 |  |  | 71.5
| RBC4 | APC Replacement Battery Cartridge #4 |  |  | 138.6
| RBC40 | APC Replacement Battery 12V-7AH |  |  | 77
| RBC43 | APC Replacement Battery Cartridge #43 |  |  | 795.3
| RBC46 | APC Replacement Battery Cartridge #46 |  |  | 111.1
| RBC47 | APC Replacement Battery Cartridge #47 |  |  | 62.7
| RBC48 | APC Replacement Battery Cartridge #48 |  |  | 204.6
| RBC5 | APC Replacement Battery Cartridge #5 |  |  | 147.4
| RBC55 | APC Replacement Battery Cartridge #55 |  |  | 698.5
| RBC57 | APC Replacement Battery Cartridge #57 |  |  | 578.6
| RBC59 | APC Replacement Battery Cartridge #59 |  |  | 290.4
| RBC6 | APC Replacement Battery Cartridge #6 |  |  | 330
| RBC63 | APC Replacement Battery Cartridge #63 |  |  | 305.8
| RBC7 | APC Replacement Battery Cartridge #7 |  |  | 339.9
| RBC8 | APC Replacement Battery Cartridge #8 |  |  | 414.7
| RBC9 | APC Replacement Battery Cartridge #9 |  |  | 205.7
| RBCV181-LI | LI Replacement Battery Cartridge #181 LI |  |  | 1188
| RBCV182-LI | LI Replacement Battery Cartridge #182 LI |  |  | 1980
| RBCV183-LI | LI Replacement Battery Cartridge #183 LI |  |  | 2970
OEM and Special Products » Uninterruptible Power Supply (UPS) » Smart-UPS
OEM and Special Products | INDXB050SET | Smart-UPS Industrial 50Ah 48V Battery Set |  |  | 2541
OEM and Special Products | INDXB102SET | Smart-UPS Industrial 100Ah 48V Battery Set |  |  | 3049.2
» Uninterruptible Power Supply (UPS) » Smart-UPS
| SC420I | APC Smart-UPS SC 420VA 230V | 230 | 230 | 415.03
| SC450RMI1U | APC Smart-UPS SC 450VA 230V - 1U Rackmount/Tower | 230 | 230 | 619.52
| SC500RM1U | APC Smart-UPS SC 500VA 120V - 1U Rackmount | 120 | 120 | 636.46
| SC620I | APC Smart-UPS SC 620VA 230V | 230 | 230 | 565.07
| SCL500RM1U | APC Smart-UPS Lithium-Ion, Short Depth 500VA, 120V | 120 | 120 | 794.97
| SCL500RM1UC | APC Smart-UPS C Lithium Ion, Short Depth 500VA, 120V with SmartConnect | 120 | 120 | 794.97
| SCL500RM1UNC | APC Smart-UPS C Lithium Ion, Short Depth 500VA, 120V with Network Management Card | 120 | 120 | 1748.45
| SCL500RMI1UC | APC Smart-UPS C Lithium Ion, Short Depth 500VA, 230V with SmartConnect | 230 | 230 | 1003.09
| SMC1000-2UC | APC Smart-UPS C 1000VA LCD RM 2U 120V with SmartConnect | 120 | 120 | 1118.04
| SMC1000C | APC Smart-UPS C 1000VA LCD 120V with SmartConnect | 120 | 120 | 758.67
| SMC1000I | APC Smart-UPS C 1000VA LCD 230V | 230 | 230 | 1127.72
| SMC1000I-2U | APC Smart-UPS C 1000VA LCD RM 2U 230V | 230 | 230 | 1258.4
| SMC1500-2UC | APC Smart-UPS C 1500VA LCD RM 2U 120V with SmartConnect | 120 | 120 | 1409.65
| SMC1500C | APC Smart-UPS C 1500VA LCD 120V with SmartConnect | 120 | 120 | 992.2
| SMC1500I | APC Smart-UPS C 1500VA LCD 230V | 230 | 230 | 1482.25
| SMC1500I-2U | APC Smart-UPS C 1500VA LCD RM 2U 230V | 230 | 230 | 1560.9
| SMT1000C | APC Smart-UPS 1000VA LCD 120V with SmartConnect | 120 | 120 | 923.23
| SMT1000CUS | APC Smart-UPS 1000VA LCD 120V with SmartConnect TAA-Compliant | 120 | 120 | 1331
| SMT1000I | APC Smart-UPS 1000VA LCD 230V | 230 | 230 | 1270.5
| SMT1000J | APC Smart-UPS 1000VA LCD 100V | 100 | 100 | 1494.35
| SMT1000RM1U | APC Smart-UPS 1000VA LCD 120V 1U Rackmount | 120 | 120 | 1373.35
| SMT1000RM2UC | APC Smart-UPS 1000VA LCD RM 2U 120V with SmartConnect | 120 | 120 | 1165.23
| SMT1000RMI2U | APC Smart-UPS 1000VA LCD RM 2U 230V | 230 | 230 | 1573
| SMT1500C | APC Smart-UPS 1500VA LCD 120V with SmartConnect | 120 | 120 | 1136.19
| SMT1500CNC | APC Smart-UPS 1500VA LCD 120V with SmartConnect Port and Network Card | 120 | 120 | 2057
| SMT1500CUS | APC Smart-UPS 1500VA LCD 120V with SmartConnect TAA-Compliant | 120 | 120 | 1778.7
| SMT1500I | APC Smart-UPS 1500VA LCD 230V | 230 | 230 | 1597.2
| SMT1500J | APC Smart-UPS 1500VA LCD 100V | 100 | 100 | 1936
| SMT1500RM1UC | APC Smart-UPS with SmartConnect 1500VA RM 1U 120V | 120 | 120 | 2075.15
| SMT1500RM2UC | APC Smart-UPS 1500VA LCD RM 2U 120V with SmartConnect | 120 | 120 | 1566.95
| SMT1500RM2UCNC | APC Smart-UPS 1500VA LCD RM 2U 120V with SmartConnect Port and Network Card | 120 | 120 | 2486.55
| SMT1500RM2UCUS | APC Smart-UPS 1500VA LCD RM 2U 120V with SmartConnect TAA-Compliant | 120 | 120 | 2220.35
| SMT1500RMI1U | APC Smart-UPS 1500VA LCD RM 1U 230V | 230 | 230 | 2438.15
| SMT1500RMI2U | APC Smart-UPS 1500VA LCD RM 2U 230V | 230 | 230 | 2111.45
| SMT1500RMI2UC | APC Smart-UPS 1500VA LCD RM 2U 230V with SmartConnect | 230 | 230 | 1742.4
| SMT1500RMI2UNC | APC Smart-UPS 1500VA LCD RM 2U 230V with Network Card | 230 | 230 | 3176.25
| SMT1500RMJ2U | APC Smart-UPS 1500VA LCD RM 2U 100V | 100 | 100 | 2141.7
| SMT1500RMX93 | APC Smart -UPS 1500VA RM 2U 120V Shipboard | 120 | 120 | 2577.3
| SMT1500X93 | APC Smart-UPS 1500VA 120V Shipboard | 120 | 120 | 2407.9
| SMT2200C | APC Smart-UPS 2200VA LCD 120V with SmartConnect | 120 | 120 | 2202.2
| SMT2200I | APC Smart-UPS 2200VA LCD 230V | 230 | 230 | 2764.85
| SMT2200IC | APC Smart-UPS 2200VA LCD 230V with SmartConnect | 230 | 230 | 2764.85
| SMT2200J | APC Smart-UPS 2200VA LCD 100V | 100 | 100 | 3006.85
OEM and Special Products » Uninterruptible Power Supply (UPS) » Smart-UPS
OEM and Special Products | SMT2200R2X658 | APC Smart-UPS 2200VA LCD RM 2U 120V with Network Card and 2 Post Rack Kit | 120 | 120 | 2861.65
» Uninterruptible Power Supply (UPS) » Smart-UPS
| SMT2200RM2U | APC Smart-UPS 2200VA LCD RM 2U 120V | 120 | 120 | 2311.1
| SMT2200RM2UC | APC Smart-UPS 2200VA LCD RM 2U 120V with SmartConnect | 120 | 120 | 2891.9
| SMT2200RM2UNC | APC Smart-UPS 2200VA LCD RM 2U 120V with Network Card | 120 | 120 | 4083.75
| SMT2200RMI2U | APC Smart-UPS 2200VA LCD RM 2U 230V | 230 | 230 | 6461.4
| SMT2200RMI2UNC | APC Smart-UPS 2200VA LCD RM 2U 230V with Network Card | 230 | 230 | 5420.8
| SMT2200RMUS | APC Smart-UPS 2200VA LCD RM 2U 120V TAA | 120 | 120 | 3333.55
| SMT2200US | APC Smart-UPS 2200VA LCD 120V TAA | 120 | 120 | 2710.4
| SMT3000C | APC Smart-UPS 3000VA LCD 120V with SmartConnect | 120 | 120 | 3133.9
| SMT3000I | APC Smart-UPS 3000VA LCD 230V | 230 | 230 | 5003.35
| SMT3000RM2U | APC Smart-UPS 3000VA LCD RM 2U 120V | 120 | 120 | 2698.3
| SMT3000RM2UC | APC Smart-UPS 3000VA LCD RM 2U 120V with SmartConnect | 120 | 120 | 3369.85
| SMT3000RM2UNC | APC Smart-UPS 3000VA LCD RM 2U 120V with Network Card | 120 | 120 | 3660.25
| SMT3000RMI2U | APC Smart-UPS 3000VA LCD RM 2U 230V | 230 | 230 | 6546.1
| SMT3000RMI2UNC | APC Smart-UPS 3000VA LCD RM 2U 230V with Network Card | 230 | 230 | 5475.25
| SMT3000RMJ2U | APC Smart-UPS 3000VA RM 2U LCD 100V | 100 | 100 | 4585.9
| SMT3000RMT2U | APC Smart-UPS 3000VA RM 2U LCD 208V | 208 | 208 | 4228.95
| SMT3000RMUS | APC Smart-UPS 3000VA LCD RM 2U 120V TAA | 120 | 120 | 4077.7
| SMT500J | APC Smart-UPS 500VA LCD 100V | 100 | 100 | 1194.27
| SMT750C | APC Smart-UPS 750VA LCD 120V with SmartConnect | 120 | 120 | 774.4
| SMT750CUS | APC Smart-UPS 750VA LCD 120V with SmartConnect TAA-Compliant | 120 | 120 | 968
| SMT750I | APC Smart-UPS 750VA LCD 230V | 230 | 230 | 930.49
| SMT750J | APC Smart-UPS 750VA LCD 100V | 100 | 100 | 1464.1
| SMT750RM1U | APC Smart-UPS 750VA LCD 120V 1U Rackmount | 120 | 120 | 1222.1
| SMT750RM2UC | APC Smart-UPS 750VA LCD RM 2U 120V with SmartConnect | 120 | 120 | 1023.66
| SMT750RM2UCNC | APC Smart-UPS 750VA LCD RM 2U 120V with SmartConnect Port and Network Card | 120 | 120 | 1839.2
| SMT750RMI2U | APC Smart-UPS 750VA LCD RM 2U 230V | 230 | 230 | 1288.65
| SMT750RMI2UNC | APC Smart-UPS 750VA LCD RM 2U 230V with Network Card | 230 | 230 | 2401.85
| SMT750X93 | APC Smart-UPS 750VA 120V Shipboard | 120 | 120 | 1633.5
| SMTL1000RM2UC | APC Smart-UPS Lithium Ion, Short Depth 1000VA, 120V with SmartConnect | 120 | 120 | 3006.85
| SMTL1000RM2UCNC | APC Smart-UPS, Lithium-Ion, Short Depth 1000VA, 120V with SmartConnect Port and Network Management | 120 | 120 | 4029.3
| SMTL1500RM3UC | APC Smart-UPS Lithium Ion, Short Depth 1500VA, 120V with SmartConnect | 120 | 120 | 3654.2
| SMTL1500RM3UCNC | APC Smart-UPS, Lithium-Ion, Short Depth 1500VA, 120V with SmartConnect Port and Network Management | 120 | 120 | 4676.65
| SMTL2200RM2UC | APC Smart-UPS, Lithium-Ion, 2200VA, 120V with SmartConnect Port | 120 | 120 | 5378.45
| SMTL2200RM2UCNC | APC Smart-UPS, Lithium-Ion, 2200VA, 120V with SmartConnect Port and Network Card | 120 | 120 | 6400.9
| SMTL2K2RM2UCL | APC Smart-UPS, Lithium-Ion, 2200VA, 120V with SmartConnect Port and L5-20R | 120, 110, 125 | 125, 120, 110 | 5596.25
| SMTL2K2RM2UCLNC | APC Smart-UPS, Lithium-Ion, 2200VA, 120V with SmartConnect Port, Network Card and L5-20R | 125, 120, 110 | 125, 110, 120 | 6618.7
| SMTL3000RM2UC | APC Smart-UPS, Lithium-Ion, 3000VA, 120V with SmartConnect Port | 120 | 120 | 6152.85
| SMTL3000RM2UCNC | APC Smart-UPS, Lithium-Ion, 3000VA, 120V with SmartConnect Port and Network Card | 120 | 120 | 7181.35
| SMTL3KRM2UCL | APC Smart-UPS, Lithium-Ion, 3000VA, 120V with SmartConnect Port and L5-30R | 120 | 120 | 6370.65
| SMTL3KRM2UCLNC | APC Smart-UPS, Lithium-Ion, 3000VA, 120V with SmartConnect Port, Network Card and L5-30R | 120, 110, 125 | 120, 110, 125 | 7399.15
| SMTL750RM2UC | APC Smart-UPS Lithium Ion, Short Depth 750VA, 120V with SmartConnect | 120 | 120 | 2002.55
| SMTL750RM2UCNC | APC Smart-UPS, Lithium-Ion, Short Depth 750VA, 120V with SmartConnect Port and Network Management | 120 | 120 | 3025
| SMX1000C | APC Smart-UPS X 1000VA Rack/Tower LCD 120V with SmartConnect | 120 | 120 | 1343.1
| SMX1000CNC | APC Smart-UPS X 1000VA Tower/Rack 120V with Network Card and SmartConnect | 120 AC 1PH | 120 | 2516.8
| SMX1000CUS | APC Smart-UPS X 1000VA Rack/Tower LCD 120V with SmartConnect TAA-Compliant | 120 | 120 | 1736.35
| SMX1000I | APC Smart-UPS X 1000VA Rack/Tower LCD 230V | 230 | 230 | 1748.45
| SMX1500RM2UC | APC Smart-UPS X 1500VA Rack/Tower LCD 120V with SmartConnect | 120 | 120 | 1815
| SMX1500RM2UCNC | APC Smart-UPS X 1500VA Rack/Tower LCD 120V with Network Card and SmartConnect | 120 | 120 | 2776.95
| SMX1500RM2UCNCUS | APC Smart-UPS X 1500VA Rack/Tower LCD 120V with Network Card & SmartConnect TAA-Compliant | 120 | 120 | 3648.15
| SMX1500RM2UCUS | APC Smart-UPS X 1500VA Rack/Tower LCD 120V with SmartConnect TAA-Compliant | 120 | 120 | 2534.95
| SMX1500RMI2U | APC Smart-UPS X 1500VA Rack/Tower LCD 230V | 230 | 230 | 2407.9
| SMX1500RMI2UNC | APC Smart-UPS X 1500VA Rack/Tower LCD 230V with Network Card | 230 | 230 | 3502.95
| SMX2000LV | APC Smart-UPS X 2000VA Short Depth Tower/Rack Convertible LCD 100-127V | 120 | 120 | 2976.6
| SMX2000LVNC | APC Smart-UPS X 2000VA Short Depth Tower/Rack Convertible LCD 100-127V with Network Card | 120 | 120 | 4089.8
| SMX2000LVNCUS | APC Smart-UPS X 2000VA Short Depth Tower/Rack Convertible LCD 100-127V with Network Card TAA | 120 | 120 | 4380.2
| SMX2000LVUS | APC Smart-UPS X 2000VA Short Depth Tower/Rack Convertible LCD 100-127V TAA | 120 | 120 | 3273.05
| SMX2000RMLV2U | APC Smart-UPS X 2000VA Rack/Tower LCD 100-127V | 120 | 120 | 3375.9
| SMX2000RMLV2UNC | APC Smart-UPS X 2000VA Rack/Tower LCD 100-127V with Network Card | 120 | 120 | 4489.1
| SMX2200HV | APC Smart-UPS X 2200VA Short Depth Tower/Rack Convertible LCD 200-240V | 230, 208 | 230, 208 | 3630
| SMX2200HVNC | APC Smart-UPS X 2200VA Short Depth Tower/Rack Convertible LCD 200-240V with Network Card | 208, 230 | 208, 230 | 4670.6
| SMX2200R2HVNC | APC Smart-UPS X 2200VA Rack/Tower LCD 200-240V with Network Card | 230, 208 | 208, 230 | 5209.05
| SMX2200RMHV2U | APC Smart-UPS X 2200VA Rack/Tower LCD 200-240V | 230, 208 | 208, 230 | 4095.85
| SMX2200RMLV2U | APC Smart-UPS X 2200VA Rack/Tower LCD 100-127V | 120 | 120 | 3315.4
| SMX2200RMLVUS | APC Smart-UPS X 2200VA Rack/Tower LCD 100-127V TAA | 120 | 120 | 3593.7
| SMX2KR2UNCX145 | APC SMART-UPS X 2000VA RACK/TOWER LCD 100-127V WITH NETWORK CARD & 10FT INPUT CORD & NEMA 5-20P | 120 | 120 | 3460.6
| SMX2KR2UX145 | APC Smart-UPS X 2000VA Rack/Tower LCD 100-127V with 10 FT Input Cord | 120 | 120 | 3115.75
| SMX2KRMLVNCUS | APC Smart-UPS X 2000VA Rack/Tower LCD 100-127V with Network Card TAA | 120 | 120 | 4700.85
| SMX3000HV | APC Smart-UPS X 3000VA Short Depth Tower/Rack Convertible LCD 200-240V | 208, 230 | 230 | 4537.5
| SMX3000HVNC | APC Smart-UPS X 3000VA Short Depth Tower/Rack Convertible LCD 200-240V with Network Card | 208, 230 | 230 | 5650.7
| SMX3000HVT | APC Smart-UPS X 3000VA Short Depth Tower/Rack Convertible LCD 208V | 208 | 208 | 4023.25
| SMX3000HVTUS | APC Smart-UPS X 3000VA Short Depth Tower/Rack Convertible LCD 208V TAA | 208 | 208 | 4362.05
| SMX3000LV | APC Smart-UPS X 3000VA Short Depth Tower/Rack Convertible LCD 100-127V | 120 | 120 | 3630
| SMX3000LVNC | APC Smart-UPS X 3000VA Short Depth Tower/Rack Convertible LCD 100-127V with Network Card | 120 | 120 | 4743.2
| SMX3000LVNCUS | APC Smart-UPS X 3000VA Short Depth Tower/Rack Convertible LCD 100-127V with Network Card TAA | 120 | 120 | 4973.1
| SMX3000LVUS | APC Smart-UPS X 3000VA Short Depth Tower/Rack Convertible LCD 100-127V TAA | 120 | 120 | 3865.95
| SMX3000RMHV2U | APC Smart-UPS X 3000VA Rack/Tower LCD 200-240V | 208, 230 | 230 | 4948.9
| SMX3000RMHV2UNC | APC Smart-UPS X 3000VA Rack/Tower LCD 200-240V with Network Card | 208, 230 | 230 | 6062.1
| SMX3000RMLV2U | APC Smart-UPS X 3000VA Rack/Tower LCD 100-127V | 120 | 120 | 4005.1
| SMX3000RMLV2UNC | APC Smart-UPS X 3000VA Rack/Tower LCD 100-127V with Network Card | 120 | 120 | 5112.25
| SMX3000RMLVUS | APC Smart-UPS X 3000VA Rack/Tower LCD 100-127V TAA | 120 | 120 | 4368.1
| SMX3000RMX93 | APC Smart-UPS 3000VA RM 4U 120V Shipboard | 120 | 120 | 6872.8
| SMX3KR2UNCX145 | APC Smart-UPS X 3000VA Rack/Tower LCD 100-127V with Network Card & 10 FT Input Cord | 120 | 120 | 4380.2
| SMX3KRMLVNCUS | APC Smart-UPS X 3000VA Rack/Tower LCD 100-127V with Network Card TAA | 120 | 120 | 5481.3
| SMX750C | APC Smart-UPS X 750VA Rack/Tower LCD 120V with SmartConnect | 120 | 120 | 1199.11
| SMX750CNC | APC Smart-UPS X 750VA Rack/Tower LCD 120V with Network Card and SmartConnect | 120 | 120 | 2274.8
| SMX750CUS | APC Smart-UPS X 750VA Rack/Tower LCD 120V with SmartConnect TAA-Compliant | 120 | 120 | 1542.75
| SMX750I | APC Smart-UPS X 750VA Rack/Tower LCD 230V | 230 | 230 | 1397.55
| SMX750INC | APC Smart-UPS X 750VA Rack/TowerR LCD 230V with Networking Card | 230 | 230 | 2492.6
| SUA1000RMI1U | APC Smart-UPS 1000VA USB & Serial RM 1U 230V | 230 | 230 | 1887.6
| SUA5000R5TXFMR | APC Smart-UPS 5000VA RM w/Transformer, 208V input and 120/208V Output | 208 | 208, 120 | 10581.45
| SUA5000RMI5U | APC Smart-UPS 5000VA 230V Rackmount/Tower | 230 | 230 | 14193.3
| SUA5000RMT5U | APC Smart-UPS 5000VA 208V Rackmount/Tower | 208 | 208 | 8724.1
| SUA750RM1U | APC Smart-UPS 750VA USB & Serial RM 1U 120V (Not for sale in Vermont) | 120 | 120 | 1206.37
| SUM1500RMXLI2U | APC Smart-UPS XL Modular 1500VA 230V Rackmount/Tower | 230 | 230 | 3291.2
» Uninterruptible Power Supply (UPS) » Smart-UPS Accessories
| AP9625 | APC 2-Post Mounting Kit for Smart-UPS and Symmetra |  |  | 415.03
| SBPSU10K20HC1M1-WP | APC Smart-UPS VT Maintenance Bypass Panel 10-20kVA 400V Wallmount | 400 3PH | 400 3PH | 873.62
| SMTL2USF | Stabilizing Feet for SMTL 1000/750VA |  |  | 24.5025
| SMTL3USF | Stabilizing Feet for SMTL 1500VA |  |  | 29.3425
| SMX039-2 | APC Smart-UPS X 48V Battery Extension Cable |  |  | 208.12
| SMX040 | APC Smart-UPS X 120V Battery Pack Extension Cable |  |  | 232.32
| SRT001 | APC Smart-UPS SRT 5kVA Output HW Kit |  |  | 439.23
| SRT002 | APC Smart-UPS SRT 15ft Extension Cable for 192VDC External Battery Packs 5/6kVA UPS |  |  | 761.09
| SRT003 | APC Smart-UPS SRT 15ft Extension Cable for 192VDC External Battery Packs 8/10kVA UPS |  |  | 730.84
| SRT004 | APC Smart-UPS SRT 5kVA PDU 208V (4) L6-20 | 208 |  | 452.54
| SRT005 | APC Smart-UPS SRT 6kVA PDU 208V (4) L6-20 & (1) L6-30 | 208 |  | 859.1
| SRT008 | APC Smart-UPS SRT 8kVA/10kVA PDU, 208V (6) L6-30 |  |  | 717.53
| SRT009 | APC Smart-UPS SRT 15ft Extension Cable for 72VDC External Battery Packs 2200VA UPS |  |  | 699.38
| SRT010 | APC Smart-UPS SRT 15ft Extension Cable for 96VDC External Battery Packs 3000VA UPS |  |  | 467.06
| SRT011 | APC Smart-UPS SRT 3000VA PDU 208V (3) L6-30 |  |  | 654.61
| SRT012 | APC Smart-UPS SRT 2200VA/3000VA Input/Output Hardwire Kit | 120, 208, 230, 240 | 240, 208, 120, 230 | 440.44
| SRT013 | APC Smart-UPS SRT 15ft Extension Cable for 48VDC External Battery Packs |  |  | 291.61
| SRT10KRMTF | APC Smart-UPS SRT 10kVA 4U RM Step-Down Transformer | 208 | 208, 120, 240 | 3950.65
| SRT5KRMTF | APC Smart-UPS 5kVA 2U RM Step-Down Transformer | 208 | 120 | 1421.75
| SRT5KTF | APC Smart-UPS SRT 5kVA Tower Isolation/Step-Down Transformer | 240, 208 | 120, 208 | 1687.95
| SRT96RMBPUS | APC Smart-UPS SRT 96V 3kVA RM Battery Pack TAA |  |  | 2734.6
| SRTRK1 | APC 1U Rail Kit |  |  | 337.59
| SRTRK2 | APC Smart-UPS SRT 19" Rail Kit for Smart-UPS SRT 5/6/8/10kVA |  |  | 413.82
| SRTRK3 | APC 2-Post Mounting Rail Kit for Smart-UPS SRT |  |  | 429.55
| SRTRK4 | APC Smart-UPS SRT 19" Rail Kit for SRT 1/1.5/2.2/3kVA |  |  | 411.4
| SU032A | APC 4-Post Perforated Rackmount Rails |  |  | 140.36
| SUA031 | APC Smart-UPS Hardwire Kit for SUA 2200/3000/5000 Models | 230, 208, 120 | 208, 120, 230 | 492.47
| SURT001 | APC Smart-UPS RT 3000VA 230V Isolation Transformer | 230 | 230 | 1796.85
| SURT002 | APC Smart-UPS RT 5000VA 230V Isolation Transformer | 230 | 230 | 1899.7
| SURT007 | APC Smart-UPS RT 3/5/6KVA Input/Output Hardwire Kit |  |  | 470.69
| SURT008 | APC Smart-UPS RT 15ft Extension Cable for 192VDC External Battery Packs |  |  | 796.18
| SURT013 | SURT Equipment Cart |  |  | 448.91
| SURT019 | APC Smart-UPS RT 3.5M Extension Cable for XLBP2 External Battery Packs |  |  | 705.43
| SURTRK | APC Smart-UPS RT 19" Rail Kit 1 - 2.2KVA |  |  | 424.71
| SURTRK2 | APC Smart-UPS RT 19" Rail Kit for Smart-UPS RT 3/5/6/8/10kVA |  |  | 424.71
| SURTRK4 | APC Smart-UPS RT 19" Rail Kit for Smart-UPS RT 15/20kVA |  |  | 505.78
| XM102DXXXA | SmartUPS Industrial Battery Heater Mat 365 Sq In 115/120VAC Single Phase In Cabinet Accessory |  |  | 571.12
» Uninterruptible Power Supply (UPS) » Smart-UPS Battery Systems
| APCRBC173-LI | APC Lithium Ion Replacement Battery Cartridge #173 LI |  |  | 2280.85
| CSH2 | APC Smart-UPS Charge Mobile Battery for Microsoft Surface Hub 2S | 100, 230, 120 |  | 3539.25
OEM and Special Products » Uninterruptible Power Supply (UPS) » Smart-UPS Battery Systems
OEM and Special Products | RBC67 | IBM UPS 6000 VA Replacement Battery Cartridge XiV Long Life 98Y8096 |  |  | 1337.05
» Uninterruptible Power Supply (UPS) » Smart-UPS Battery Systems
| SMX120BP | APC Smart-UPS X 120V Short Depth External Battery Pack Tower/Rack Convertible |  |  | 1560.9
| SMX120RMBP2U | APC Smart-UPS X 120V External Battery Pack Rack/Tower |  |  | 1978.35
| SMX48RMBP2U | APC Smart-UPS X-Series 48V External Battery Pack Rack/Tower | 48 DC |  | 1294.7
| SMX48RMBP2US | APC Smart-UPS X-Series 48V External Battery Pack Rack/Tower TAA | 48 DC |  | 1343.1
| SRT192BP | APC Smart-UPS SRT 192V 5kVA and 6kVA Battery Pack |  |  | 2486.55
| SRT192BP2 | APC Smart-UPS SRT 192V 8kVA and 10kVA Battery Pack |  |  | 2571.25
| SRT192BP2US | APC Smart-UPS SRT 192V 8kVA and 10kVA Battery Pack TAA |  |  | 2819.3
| SRT192BPJ | APC Smart-UPS SRT 192V 5kVA Japan |  |  | 2891.9
| SRT192BPUS | APC Smart-UPS SRT 192V 5kVA and 6kVA Battery Pack TAA |  |  | 2722.5
| SRT192RMBP | APC Smart-UPS SRT 192V 5kVA and 6kVA RM Battery Pack |  |  | 2831.4
| SRT192RMBP2 | APC Smart-UPS SRT 192V 8 and 10kVA RM Battery Pack |  |  | 3018.95
| SRT192RMBP2US | APC Smart-UPS SRT 192V 8kVA and 10kVA RM Battery Pack TAA |  |  | 3109.7
| SRT192RMBPUS | APC Smart-UPS SRT 192V 5kVA and 6kVA RM Battery Pack TAA |  |  | 2916.1
| SRT48BP | APC Smart-UPS SRT 48V 1kVA 1.5kVA Battery Pack |  |  | 1367.3
| SRT48RMBP | APC Smart-UPS SRT 48V 1kVA 1.5kVA RM Battery Pack |  |  | 1748.45
| SRT72BP | APC Smart-UPS SRT 72V 2.2kVA Battery Pack |  |  | 1367.3
| SRT72RMBP | APC Smart-UPS SRT 72V 2.2kVA RM Battery Pack |  |  | 1760.55
| SRT72RMBPUS | APC Smart-UPS SRT 72V 2.2kVA RM Battery Pack TAA |  |  | 1863.4
| SRT96BP | APC Smart-UPS SRT 96V 3kVA Battery Pack |  |  | 2226.4
| SRT96RMBP | APC Smart-UPS SRT 96V 3kVA RM Battery Pack |  |  | 2583.35
| SRTL50RMBP1U-LI | APC Smart-UPS Ultra 1U RM Lithium-Ion Battery Pack |  |  | 5275.6
| SUA24XLBP | APC Smart-UPS XL 24V Battery Pack |  |  | 930.49
| SUA48RMXLBP3U | APC Smart-UPS XL 48V RM 3U Battery Pack |  |  | 2069.1
| SUA48XLBP | APC Smart-UPS XL 48V Battery Pack Tower/Rack Convertible | 48 DC |  | 1669.8
| SUM48RMXLBP2U | APC Smart-UPS XL Modular 48V Extended Run Battery Pack |  |  | 2171.95
| SURT192RMXLBP | APC Smart-UPS RT 192V RM Battery Pack |  |  | 2988.7
| SURT192RMXLBP2 | APC Smart-UPS RT192V RM Battery Pack 2 Rows |  |  | 7266.05
| SURT192RMXLBP3U | APC Smart-UPS RT 192V RM Battery Pack | 208 |  | 2776.95
| SURT192XLBP | APC Smart-UPS RT 192V Battery Pack |  |  | 2553.1
| SURT192XLBPJ | APC Smart-UPS RT 192V Battery Pack for Japan |  |  | 2377.65
| SURT48RMXLBP | APC Smart-UPS RT 48V RM Battery Pack |  |  | 1784.75
| SURT48XLBP | APC Smart-UPS RT 48V Battery Pack |  |  | 1367.3
| SURTA48RMXLBP2U | APC Smart-UPS RT 48V RM Battery Pack |  |  | 1760.55
| SURTA48XLBP | APC Smart-UPS RT 48V Battery Pack |  |  | 1397.55
| SURTA48XLBPJ | APC Smart-UPS RT 48V Battery Pack Japan |  |  | 1294.7
| UXABP48 | APC Smart-UPS Battery Pack 48V | 48 DC |  | 2946.35
| XB050XX1XS | SmartUPS Industrial GEL Battery 50Ah 12VDC Extended Temperature Shelf Mount |  |  | 635.25
| XB102XX1XS | SmartUPS Industrial GEL Battery 100Ah 12VDC Extended Temperature Shelf Mount |  |  | 761.09
» Uninterruptible Power Supply (UPS) » Smart-UPS Modular Ultra
| SRYL10K15RMXLT | APC Smart-UPS Modular Ultra 10kW Scalable to 15kW N+1 Redundant, Rackmount, 208/240V | 208 | 208, 120 | 44376.75
| SRYL10K15XLT18 | APC Smart-UPS Modular Ultra 10kW Scalable to 15kW N+1 Redundant, Tower, 208/240V, 18U Rack | 208 AC | 120 AC | 45973.95
| SRYL10K15XLT24 | APC Smart-UPS Modular Ultra 10kW Scalable to 15kW N+1 Redundant, Tower, 208/240V, 24U Rack | 208 AC | 120 AC | 46536.6
| SRYL10K20RMXLT | APC Smart-UPS Modular Ultra 10kW Scalable to 20kW N+1 Redundant, Rackmount, 208/240V | 208 | 120, 208 | 44624.8
| SRYL10K20XLT18 | APC Smart-UPS Modular Ultra 10kW Scalable to 20kW N+1 Redundant, Tower, 208/240V, 18U Rack | 208 AC | 120 AC | 46222
| SRYL10K20XLT24 | APC Smart-UPS Modular Ultra 10kW Scalable to 20kW N+1 Redundant, Tower, 208/240V, 24U Rack | 208 AC | 120 AC | 46784.65
| SRYL15K15RMXLT | APC Smart-UPS Modular Ultra 15kW Scalable to 15kW N+1 Redundant, Rackmount, 208/240V | 208 | 120, 208 | 55333.3
| SRYL15K15XLT18 | APC Smart-UPS Modular Ultra 15kW Scalable to 15kW N+1 Redundant, Tower, 208/240V, 18U Rack | 208 AC | 120 AC | 56930.5
| SRYL15K15XLT24 | APC Smart-UPS Modular Ultra 15kW Scalable to 15kW N+1 Redundant, Tower, 208/240V, 24U Rack | 208 AC | 120 AC | 57493.15
| SRYL15K20RMXLT | APC Smart-UPS Modular Ultra 15kW Scalable to 20kW N+1 Redundant, Rackmount, 208/240V | 208 | 208, 120 | 55188.1
| SRYL15K20XLT18 | APC Smart-UPS Modular Ultra 15kW Scalable to 20kW N+1 Redundant, Tower, 208/240V, 18U Rack | 208 AC | 120 AC | 56785.3
| SRYL15K20XLT24 | APC Smart-UPS Modular Ultra 15kW Scalable to 20kW N+1 Redundant, Tower, 208/240V, 24U Rack | 208 AC | 120 AC | 57347.95
| SRYL20K20RMXLT | APC Smart-UPS Modular Ultra 20kW Scalable to 20kW N+1 Redundant, Rackmount, 208/240V | 208 | 120, 208 | 71202.45
| SRYL20K20XLT18 | APC Smart-UPS Modular Ultra 20kW Scalable to 20kW N+1 Redundant, Tower, 208/240V, 18U Rack | 208 AC | 120 AC | 72799.65
| SRYL20K20XLT24 | APC Smart-UPS Modular Ultra 20kW Scalable to 20kW N+1 Redundant, Tower, 208/240V, 24U Rack | 208 AC | 120 AC | 73362.3
| SRYL5K15RMXLT | APC Smart-UPS Modular Ultra 5kW Scalable to 15kW N+1 Redundant, Rackmount, 208/240V | 208 | 208, 120 | 33771.1
| SRYL5K15XLT18 | APC Smart-UPS Modular Ultra 5kW Scalable to 15kW N+1 Redundant, Tower, 208/240V, 18U Rack | 208 AC | 120 AC | 35368.3
| SRYL5K15XLT24 | APC Smart-UPS Modular Ultra 5kW Scalable to 15kW N+1 Redundant, Tower, 208/240V, 24U Rack | 208 AC | 120 AC | 35930.95
| SRYL5K20RMXLT | APC Smart-UPS Modular Ultra 5kW Scalable to 20kW N+1 Redundant, Rackmount, 208/240V | 208 AC | 120, 208 | 34061.5
| SRYL5K20XLT18 | APC Smart-UPS Modular Ultra 5kW Scalable to 20kW N+1 Redundant, Tower, 208/240V, 18U Rack | 208 AC | 120 AC | 35658.7
| SRYL5K20XLT24 | APC Smart-UPS Modular Ultra 5kW Scalable to 20kW N+1 Redundant, Tower, 208/240V, 24U Rack | 208 AC | 120 AC | 36221.35
| SRYLF15KRMT | APC Smart-UPS Modular Ultra 15kW N+1 UPS Frame, Rackmount, 208/120V | 208 AC | 120 AC | 37612.85
| SRYLF15T18 | APC Smart-UPS Modular Ultra 15kW Frame, N+1 Redundant, Tower, 208/240V, 18U Rack | 208 AC | 208 AC | 39210.05
| SRYLF15T24 | APC Smart-UPS Modular Ultra 15kW Frame, N+1 Redundant, Tower, 208/240V, 24U Rack | 208 AC | 208 AC | 39772.7
| SRYLF20T18 | APC Smart-UPS Modular Ultra 20kW Frame, N+1 Redundant, Tower, 208/240V, 18U Rack | 208 AC | 120 AC | 39573.05
| SRYLF20T24 | APC Smart-UPS Modular Ultra 20kW Frame, N+1 Redundant, Tower, 208/240V, 24U Rack | 208 AC | 120 AC | 40141.75
| SRYLFSU7 | APC Smart-UPS High Density Modular I/O Wiring Tray, 200/208V |  |  | 1058.75
» Uninterruptible Power Supply (UPS) » Smart-UPS Modular Ultra Accessories
| SRYL5KPMT | APC Smart-UPS Modular Ultra, 5 kW Power Module, 208V |  |  | 8929.8
| SRYLF20KRMT | APC Smart-UPS Modular Ultra 20kW N+1 UPS Frame, Rackmount, 208/120V | 208 AC | 120 AC | 37981.9
| SRYLFXBPRM4 | APC Smart-UPS Modular Ultra External Battery Frame, Rackmount |  |  | 8941.9
| SRYLIM | APC Smart-UPS Modular Ultra Intelligence Module |  |  | 4241.05
| SRYLOPT1 | APC Smart-UPS Modular Ultra 4 Post UPS Rail Kit |  |  | 341.22
| SRYLOPT2 | APC Smart-UPS Modular Ultra 2 Post UPS Rail Kit |  |  | 200.86
| SRYLOPT3 | APC Smart-UPS Modular Ultra 4 Post XBP Rail Kit |  |  | 227.48
| SRYLOPT5 | APC Smart-UPS Modular Ultra 2 Post XBP Rail Kit |  |  | 179.08
| SRYLPD1 | APC Backplate Kit w/ Qty. 3 L5-20R for Smart-UPS Modular Ultra SRYL |  |  | 642.51
| SRYLPD2 | APC Backplate Kit w/ Qty. 6 5-20R for Smart-UPS Modular Ultra SRYL |  |  | 711.48
| SRYLPD3 | APC Backplate Kit w/ Qty. 3 L5-30R for Smart-UPS Modular Ultra SRYL |  |  | 738.1
| SRYLPD4 | APC Backplate Kit w/ Qty. 2 L14-30R for Smart-UPS Modular Ultra SRYL |  |  | 670.34
| SRYLPD5 | APC Backplate Kit w/ Qty. 3 L6-30R for Smart-UPS Modular Ultra SRYL |  |  | 765.93
| SRYLPD7 | APC Backplate Kit w/ Qty. 3 L6-20R for Smart-UPS Modular Ultra SRYL |  |  | 807.07
| SRYLRMXBP | APC Smart-UPS Modular Ultra External Battery Pack, 4 Battery Modules, Rackmount |  |  | 14913.25
| SRYLSBP20KP | APC Service Bypass Unit for SRYL, 200/208/230/240V, 125A, MBB, Hardwire Input/Output |  |  | 7701.65
» Uninterruptible Power Supply (UPS) » Smart-UPS On-Line
| SRT1000RMXLA | APC Smart-UPS SRT 1000VA RM 120V | 120 | 120 | 1893.65
| SRT1000RMXLA-NC | APC Smart-UPS SRT 1000VA RM 120V Network Card | 120 | 120 | 2801.15
| SRT1000XLA | APC Smart-UPS SRT 1000VA 120V | 120 | 120 | 1694
| SRT10KRMXLI | APC Smart-UPS SRT 10000VA RM 230V | 230, 400 3PH | 230 | 17169.9
| SRT10KRMXLT | APC Smart-UPS SRT 10000VA RM 208V | 208 | 208 | 17067.05
| SRT10KRMXLT-10KTF | APC Smart-UPS SRT 10kVA RM with 208/240V to 120V 10kVA Step-Down Transformer | 208 | 120, 208 | 20376.4
| SRT10KRMXLT-5KTF2 | APC Smart-UPS SRT 10kVA RM with two 208V to 120V 2U 5kVA Step-Down Transformers | 208 | 120 | 20092.05
| SRT10KRMXLT-IEC | APC Smart-UPS SRT 10000VA RM 208V IEC | 208 | 208 | 17545
| SRT10KRMXLT30 | APC Smart-UPS SRT 10000VA RM 208V L630 | 208 | 208 | 17823.3
| SRT10KXLI | APC Smart-UPS SRT 10000VA 230V | 400 3PH, 230 | 230 | 16449.95
| SRT10KXLT | APC Smart-UPS SRT 10000VA 208V | 208 | 208 | 16564.9
| SRT10KXLT-5KTF2 | APC Smart-UPS SRT 10kVA with two 208/240V to 120V 5kVA Step-Down Transformers | 208 | 120, 208 | 20086
| SRT10KXLT-IEC | APC Smart-UPS SRT 10000VA 208V IEC | 208 | 208 | 16437.85
| SRT10KXLT30 | APC Smart-UPS SRT 10000VA 208V L630 | 208 | 208 | 17575.25
| SRT10KXLTUS | APC Smart-UPS SRT 10000VA 208V TAA | 208 | 208 | 17901.95
| SRT1500RMXLA | APC Smart-UPS SRT 1500VA RM 120V | 120 | 120 | 2674.1
| SRT1500RMXLA-NC | APC Smart-UPS SRT 1500VA RM 120V Network Card | 120 | 120 | 3642.1
| SRT1500XLA | APC Smart-UPS SRT 1500VA 120V | 120 | 120 | 2305.05
| SRT2200RMXLA | APC Smart-UPS SRT 2200VA RM 120V | 120 | 120 | 3424.3
| SRT2200RMXLA-NC | APC Smart-UPS SRT 2200VA RM 120V Network Card | 120 | 120 | 4174.5
| SRT2200RMXLAUS | APC Smart-UPS SRT 2200VA 120V TAA | 120 | 120 | 4095.85
| SRT2200RMXLI | APC Smart-UPS SRT 2200VA RM 230V | 230 | 230 | 3968.8
| SRT2200RMXLI-NC | APC Smart-UPS SRT 2200VA RM 230V Network Card | 230 | 230 | 4749.25
| SRT2200XLA | APC Smart-UPS SRT 2200VA 120V | 120 | 120 | 2982.65
| SRT2200XLI | APC Smart-UPS SRT 2200VA 230V | 230 | 230 | 3672.35
| SRT2K2RXLNX145 | APC SMART-UPS SRT 2200VA RM 120V Network Card With 10FT Input Cord | 120 | 120 | 4876.3
| SRT3000RMXLA | APC Smart-UPS SRT 3000VA RM 120V | 120 | 120 | 6491.65
| SRT3000RMXLA-NC | APC Smart-UPS SRT 3000VA RM 120V Network Card | 120 | 120 | 7647.2
| SRT3000RMXLI | APC Smart-UPS SRT 3000VA RM 230V | 230 | 230 | 6788.1
| SRT3000RMXLI-NC | APC Smart-UPS SRT 3000VA RM 230V Network Card | 230 | 230 | 7459.65
| SRT3000RMXLT | APC Smart-UPS SRT 3000VA RM 208V | 208 | 208 | 6292
| SRT3000RMXLT-5KTF | APC Smart-UPS SRT 3000VA RM 208V to 120V 2U Step-Down Transformer | 208 | 120, 208 | 8034.4
| SRT3000RMXLT-NC | APC Smart-UPS SRT 3000VA RM 208V Network Card | 208 | 208 | 7659.3
| SRT3000RMXLW-IEC | APC Smart-UPS SRT 3000VA RM 208/230V IEC | 208, 230 | 208, 230 | 6733.65
| SRT3000XLA | APC Smart-UPS SRT 3000VA 120V | 120 | 120 | 6158.9
| SRT3000XLAUS | APC Smart-UPS SRT 3000VA 120V TAA | 120 | 120 | 6769.95
| SRT3000XLI | APC Smart-UPS SRT 3000VA 230V | 230 | 230 | 6310.15
| SRT3000XLT | APC Smart-UPS SRT 3000VA 208V | 208 | 208 | 6213.35
| SRT3000XLT-5KTF | APC Smart-UPS SRT 3000VA 208/240V to 120V Step-Down Transformer | 208 | 208, 120 | 7937.6
| SRT3000XLW-IEC | APC Smart-UPS SRT 3000VA 208/230V IEC | 230, 208 | 208, 230 | 6213.35
| SRT5KRMXLI | APC Smart-UPS SRT 5000VA RM 230V | 230 | 230 | 11077.55
| SRT5KRMXLT | APC Smart-UPS SRT 5000VA RM 208V | 208 | 208 | 10920.25
| SRT5KRMXLT-5KTF | APC Smart-UPS SRT 5000VA RM 208V to 120V 2U Step-Down Transformer | 208 | 120 | 12136.3
| SRT5KRMXLT-IEC | APC Smart-UPS SRT 5000VA RM 208V IEC | 208 | 208 | 10920.25
| SRT5KRMXLTUS | APC Smart-UPS SRT 5000VA RM 208V TAA | 208 | 208 | 11228.8
| SRT5KRMXLW-HW | APC Smart-UPS SRT 5000VA RM 208/230V HW | 230, 208 | 230, 208 | 11210.65
| SRT5KXLI | APC Smart-UPS SRT 5000VA 230V | 230 | 230 | 10629.85
| SRT5KXLT | APC Smart-UPS SRT 5000VA 208V | 208 | 208 | 10266.85
| SRT5KXLT-5KTF | APC Smart-UPS SRT 5000VA with 208/240V to 120V Step-Down Transformer | 208 | 208, 120 | 11936.65
| SRT5KXLT-IEC | APC Smart-UPS SRT 5000VA 208V IEC | 208 | 208 | 10629.85
| SRT5KXLTUS | APC Smart-UPS SRT 5000VA RM 208V TAA | 208 | 208 | 10926.3
| SRT6KRMXLI | APC Smart-UPS SRT 6000VA RM 230V | 230 | 230 | 12348.05
| SRT6KRMXLT | APC Smart-UPS SRT 6000VA RM 208V | 208 | 208 | 12493.25
| SRT6KRMXLT-5KTF | APC Smart-UPS SRT 6000VA RM with 208V to 120V 2U Step-Down Transformer | 208 | 120 | 13467.3
| SRT6KRMXLT-IEC | APC Smart-UPS SRT 6000VA RM 208V IEC | 208 | 208 | 12928.85
| SRT6KXLI | APC Smart-UPS SRT 6000VA 230V | 230 | 230 | 11900.35
| SRT6KXLT | APC Smart-UPS SRT 6000VA 208V | 208 | 208 | 11797.5
| SRT6KXLT-5KTF | APC Smart-UPS SRT 6000VA with 208/240V to 120V Step-Down Transformer | 208 | 208, 120 | 13775.85
| SRT6KXLT-IEC | APC Smart-UPS SRT 6000VA 208V IEC | 208 | 208 | 12505.35
| SRT6KXLTUS | APC Smart-UPS SRT 6000VA 208V TAA | 208 | 208 | 12426.7
| SRT8KRMXLI | APC Smart-UPS SRT 8000VA RM 230V | 400 3PH, 230 | 230 | 15996.2
| SRT8KRMXLT | APC Smart-UPS SRT 8000VA RM 208V | 208 | 208 | 14725.7
| SRT8KRMXLT-5KTF | APC Smart-UPS SRT 8kVA RM with 208V to 120V 2U Step-Down Transformer | 208 | 120 | 16050.65
| SRT8KRMXLT-IEC | APC Smart-UPS SRT 8000VA RM 208V IEC | 208 | 208 | 15046.35
| SRT8KRMXLT30 | APC Smart-UPS SRT 8000VA RM 208V L630 | 208 | 208 | 15560.6
| SRT8KXLI | APC Smart-UPS SRT 8000VA 230V | 230, 400 3PH | 230 | 14749.9
| SRT8KXLT | APC Smart-UPS SRT 8000VA 208V | 208 | 208 | 14048.1
| SRT8KXLT-5KTF | APC Smart-UPS SRT 8000VA with 208/240V to 120V Step-Down Transformer | 208 | 208, 120 | 16141.4
| SRT8KXLT-IEC | APC Smart-UPS SRT 8000VA 208V IEC | 208 | 208 | 14501.85
| SRT8KXLT30 | APC Smart-UPS SRT 8000VA 208V L630 | 208 | 208 | 15185.5
| SRT8KXLTUS | APC Smart-UPS SRT 8000VA 208V TAA | 208 | 208 | 14822.5
| SURT1000RMXLI | APC Smart-UPS RT 1000VA RM 230V | 230 | 230 | 2522.85
| SURT1000UXICH | APC Smart-UPS RT 1000VA 230V No Batteries For China | 230 | 230
| SURT1000XLI | APC Smart-UPS RT 1000VA 230V | 230 | 230 | 3103.65
| SURT1000XLI-NC | APC SMART-UPS RT 1000VA 230V Network Card | 230 | 230 | 2904
| SURT15KRMXLI | APC Smart-UPS RT 15kVA RM 230V | 400 3PH, 230 | 230 | 26178.35
| SURT15KRMXLT | APC Smart-UPS RT 15kVA RM 208V | 208 | 208 | 29687.35
| SURT15KRMXLT-1TF10K | APC Smart-UPS RT 15KVA RM 208V, 208V/120V 10KVA Step down Transformer | 208 | 208, 120 | 32555.05
| SURT15KRMXLT-TF5 | APC Smart-UPS RT 15KVA RM 208V, 208V/120V 5KVA Step down Transformer | 208 | 208, 120 | 31036.5
| SURT18KRMXLJ | Smart-UPS RT 18K | 200 | 200 | 40395.85
| SURT2000UXICH | APC Smart-UPS RT 2000VA 230V No Batteries For China | 230 | 230 | 2849.55
| SURT2000XLICH | APC Smart-UPS RT 2000VA 230V For China | 230 | 230
| SURT20KRMXLI | APC Smart-UPS RT 20kVA RM 230V | 400 3PH, 230 | 230 | 28501.55
| SURT20KRMXLT | APC Smart-UPS RT 20kVA RM 208V | 208 | 208 | 35610.3
| SURT20KRMXLT-1TF10K | APC Smart-UPS RT 20KVA RM 208V, 208V/120V 10KVA Step down Transformer | 208 | 208, 120 | 37153.05
| SURT20KRMXLT-TF5 | APC Smart-UPS RT 20KVA RM 208V, 208V/120V 5KVA Step down Transformer | 208 | 120, 208 | 35622.4
| SURT3000XLIX554 | APC Smart-UPS RT 3000VA 230V | 230 | 230 | 4585.9
| SURT6000XLI-CC | APC Smart-UPS RT 6000VA 230V Harsh Environment | 230 | 230 | 5287.7
| SURT6000XLICH | APC Smart-UPS RT 6000VA 230V For China | 230 | 230 | 8996.35
| SURTA2200XL-BR | APC Smart-UPS RT 2200VA Brazil 120V | 120 | 120 | 3091.55
| SURTA3000XL | APC SMART-UPS RT 3000VA 120V | 120 | 120 | 5892.7
| SURTD5000RMXLP3U | APC Smart-UPS RT 5000VA RM 208/240 (Split-Phase) to 120, 208/240 | 208 | 120, 208 | 11785.4
| SURTD6000RMXLJP3U | Smart-UPS RT 6000 | 100, 200 | 200, 100 | 13400.75
| SURTD6000RMXLP3U | APC Smart-UPS RT 6000VA RM 208/240 (Split-Phase) to 120, 208/240 | 208 | 120, 208 | 12850.2
» Uninterruptible Power Supply (UPS) » Special Configurations
| SMT1500CX413 | APC Smart-UPS 1500VA LCD 120V Audible Alarm Disabled | 120 | 120 | 1524.6
| SMT1500R2X122 | APC Smart-UPS 1500VA LCD RM 2U 120V with L5-15P | 120 | 120 | 1712.15
| SMT2200R2X106 | APC Smart-UPS 2200VA LCD RM 2U 120V with L5-20P | 120 | 120 | 2559.15
| SMT3000R2X145 | APC Smart UPS 3000VA LCD RM 2U 120V with 12FT CORD | 120 | 120 | 3152.05
» Uninterruptible Power Supply (UPS) » Symmetra
| SYA12K16I | APC Symmetra LX 12kVA scalable to 16kVA N+1 Tower, 220/230/240V or 380/400/415V | 400 3PH, 230 | 230 | 27267.35
| SYA12K16IXR | APC Symmetra LX 12kVA scalable to 16kVA N+1 Ext. Run Tower, 220/230/240V or 380/400/415V | 400 3PH, 230 | 230 | 37183.3
| SYA12K16P | APC Symmetra LX 12kVA scalable to 16kVA N+1 Tower | 208 | 120, 208 | 29905.15
| SYA12K16PXR | APC Symmetra LX 12kVA Scalable to 16kVA N+1 Ext. Run Tower, 208/240V | 208 | 208, 120 | 44104.5
| SYA12K16RMI | APC Symmetra LX 12kVA Scalable to 16kVA N+1 Rack-mount, 220/230/240V or 380/400/415V | 400 3PH, 230 | 230 | 28604.4
| SYA12K16RMP | APC Symmetra LX 12kVA Scalable to 16kVA N+1 Rack-mount, 208/240V | 208 | 208, 120 | 32252.55
| SYA16K16I | APC Symmetra LX 16kVA Scalable to 16kVA N+1 Tower, 220/230/240V or 380/400/415V | 230, 400 3PH | 230 | 34648.35
| SYA16K16IXR | APC Symmetra LX 16kVA Scalable to 16kVA N+1 Ext. Run Tower, 220/230/240V or 380/400/415V | 230, 400 3PH | 230 | 46119.15
| SYA16K16P | APC Symmetra LX 16kVA Scalable to 16kVA N+1 Tower, 208/240V | 208 | 120, 208 | 36917.1
| SYA16K16PXR | APC Symmetra LX 16kVA Scalable to 16kVA N+1 Ext. Run Tower, 208/240V | 208 | 208, 120 | 49543.45
| SYA16K16RMI | APC Symmetra LX 16kVA Scalable to 16kVA N+1 Rack-mount, 220/230/240V or 380/400/415V | 400 3PH, 230 | 230 | 35737.35
| SYA16K16RMP | APC Symmetra LX 16kVA Scalable to 16kVA N+1 Rack-mount, 208/240V | 208 | 208, 120 | 38871.25
| SYA4K8I | APC Symmetra LX 4kVA Scalable to 8kVA N+1, 220/230/240V or 380/400/415V | 400 3PH, 230 | 230 | 15106.85
| SYA4K8P | APC Symmetra LX 4kVA scalable to 8kVA N+1 Tower, 208/240V | 208 | 208, 120 | 18180.25
| SYA4K8RMI | APC Symmetra LX 4kVA Scalable to 8kVA N+1 Rack-mount, 220/230/240V or 380/400/415V | 230, 400 3PH | 230 | 17659.95
| SYA4K8RMP | APC Symmetra LX 4kVA scalable to 8kVA N+1 Rack-mount, 208/240V | 208 | 120, 208 | 19850.05
| SYA8K16I | APC Symmetra LX 8kVA Scalable to 16kVA N+1 Tower, 220/230/240V or 480/400/415V | 230, 400 3PH | 230 | 20600.25
| SYA8K16IXR | APC Symmetra LX 8kVA Scalable to 16kVA N+1 Ext. Run Tower, 220/230/240V or 380/400/415V | 230, 400 3PH | 230 | 35386.45
| SYA8K16JXR | APC Symmetra LX 8kVA scalable to 16kVA N+1 Ext. Run Tower, 200V | 200 | 200, 100 | 37824.6
| SYA8K16P | APC Symmetra LX 8kVA Scalable to 16kVA N+1, Tower 208/240V | 208 | 208, 120 | 23667.6
| SYA8K16PXR | APC Symmetra LX 8kVA Scalable to 16kVA N+1 Ext. Run Tower, 208/240V | 208 | 208, 120 | 39397.6
| SYA8K16RMI | APC Symmetra LX 8kVA Scalable to 16kVA N+1 Rack-mount, 220/230/240V or 380/400/415V | 230, 400 3PH | 230 | 22814.55
| SYA8K16RMP | APC Symmetra LX 8kVA Scalable to 16kVA N+1 Rack-mount, 208/240V | 208 | 208, 120 | 24913.9
| SYA8K8I | APC Symmetra LX 8kVA Scalable to 8kVA N+1 Tower, 220/230/240 or 380/400/415V | 400 3PH, 230 | 230 | 21725.55
| SYA8K8P | APC Symmetra LX 8kVA Scalable to 8kVA N+1 Tower, 208/240V | 208 | 208, 120 | 23782.55
| SYA8K8RMI | APC Symmetra LX 8kVA Scalable to 8kVA N+1 Rack-mount, 220/230/240V or 380/400/415V | 230, 400 3PH | 230 | 23032.35
| SYA8K8RMP | APC Symmetra LX 8kVA Scalable to 8kVA N+1 Rack-mount, 208/240V | 208 | 120, 208 | 26734.95
Symmetra (1Phase) » Uninterruptible Power Supply (UPS) » Symmetra
Symmetra (1Phase) | SYAF16KBXRMT | APC Symmetra LX 16kVA N+1 Rack-mount Frame, 208/240V, no mounting rails, no outlets | 208 | 120, 208 | 10115.6
Symmetra (1Phase) | SYAF16KI | APC Symmetra LX 16kVA N+1 Tower Frame, 220/230/240V or 380/400/415V | 400 3PH, 230 | 230 | 9522.7
» Uninterruptible Power Supply (UPS) » Symmetra
| SYAF16KRMI | APC SYMMETRA LX 16kVA N+1 Rack-mount Frame, 220/230/240V OR 380/400/415V | 400 3PH, 230 | 230 | 9994.6
Symmetra (1Phase) » Uninterruptible Power Supply (UPS) » Symmetra
Symmetra (1Phase) | SYAF16KRMT | APC Symmetra LX 16kVA N+1 Rack-mount Frame, 208/240V | 208 | 208, 120 | 19263.2
Symmetra (1Phase) | SYAF16KT | APC Symmetra LX 16kVA N+1 Tower Frame, 208/240V | 208 | 208, 120 | 11422.4
Symmetra (1Phase) | SYAF16KXR9I | APC Symmetra LX 16kVA N+1 Ext. Run Tower Frame, 220/230/240V or 380/400/415V | 230, 400 3PH | 230 | 16764.55
Symmetra (1Phase) | SYAF16KXR9T | APC Symmetra LX 16kVA N+1 Extended Run Tower Frame, 208V | 208 | 120, 208 | 16274.5
» Uninterruptible Power Supply (UPS) » Symmetra
| SYAF8KRMI | APC SYMMETRA LX 8KVA N+1 Rack-mount FRAME, 220/230/240V OR 380/400/415V | 400 3PH, 230 | 230 | 10272.9
Symmetra (1Phase) » Uninterruptible Power Supply (UPS) » Symmetra
Symmetra (1Phase) | SYAF8KRMT | APC SYMMETRA LX 8KVA N+1 Rack-Mount FRAME, 208/240V | 208 | 208, 120 | 13515.7
Symmetra (1Phase) | SYAF8KT | APC SYMMETRA LX 8KVA N+1 TOWER FRAME, 208/240V | 208 | 120, 208 | 10787.15
» Uninterruptible Power Supply (UPS) » Symmetra
| SYAFSU10L | APC Symmetra LX 19U left side panel |  |  | 470.69
| SYAFSU10R | APC Symmetra LX 19U right side panel |  |  | 470.69
| SYAFSU11L | APC Symmetra LX 24U left side panel |  |  | 538.45
| SYAFSU11R | APC Symmetra LX 24U right side panel |  |  | 475.53
| SYAFSU12R | APC Symmetra LX 32U right side panel |  |  | 554.18
| SYAFSU13 | APC Symmetra LX frame electronics module- 200/208V |  |  | 5620.45
Service Spares » Uninterruptible Power Supply (UPS) » Symmetra
Service Spares | SYAFSU13I | APC Symmetra LX frame electronics module- 230V |  |  | 5281.65
» Uninterruptible Power Supply (UPS) » Symmetra
| SYAFSU14 | APC Symmetra LX Input/Output wiring tray-200/208V |  |  | 1379.4
| SYAFSU14I | APC Symmetra LX Input/Output wiring tray-230V |  |  | 1091.42
| SYAFSU15 | APC Symmetra LX Communications Card |  |  | 228.69
| SYAFSU2 | APC Symmetra LX 13U replacement door |  |  | 522.72
| SYAFSU4 | APC Symmetra LX 24U replacement door |  |  | 590.48
| SYAFSU5 | APC Symmetra LX 32U replacement door |  |  | 699.38
| SYAFSU6 | APC Symmetra LX Castor Kit - Single Castor Left Front or Right Rear |  |  | 338.8
| SYAFSU7 | APC Symmetra LX Castor Kit - Single Castor Right Front or Left Rear |  |  | 338.8
Symmetra (1Phase) » Uninterruptible Power Supply (UPS) » Symmetra
Symmetra (1Phase) | SYAFSU8 | APC Symmetra LX top panel |  |  | 515.46
» Uninterruptible Power Supply (UPS) » Symmetra
| SYAFSU9L | APC Symmetra LX 13U left side panel |  |  | 349.69
| SYAFSU9R | APC Symmetra LX 13U right side panel |  |  | 341.22
| SYH2K6RMI | APC Symmetra RM 2kVA Scalable to 6kVA N+1 220-240V | 230 | 230 | 7435.45
| SYH2K6RMT | APC Symmetra RM 2kVA Scalable to 6kVA N+1 208/240V | 208 | 208 | 7126.9
| SYH2K6RMT-P1 | APC Symmetra RM 2kVA Scalable to 6kVA N+1 208/240V w/208 to 120V Step-Down Transformer | 208 | 208, 120 | 8645.45
| SYH2K6RMT-TF3 | APC Symmetra RM 2kVA Scalable to 6kVA N+1 208/240V w/ 208 to 120V Step-Down Transformer (4) L5-20R | 208 | 208, 120 | 8554.7
| SYH4K6RMI | APC Symmetra RM 4kVA Scalable to 6kVA N+1 220-240V | 230 | 230 | 12214.95
| SYH4K6RMT | APC Symmetra RM 4kVA Scalable to 6kVA N+1 208/240V | 208 | 208 | 12940.95
| SYH4K6RMT-P1 | APC Symmetra RM 4kVA Scalable to 6kVA N+1 208/240V w/208 to 120V Step-Down Transformer | 208 | 120, 208 | 14017.85
| SYH4K6RMT-TF3 | APC Symmetra RM 4kVA Scalable to 6kVA N+1 208/240V w/ 208 to 120V Step-Down Transformer (4) L5-20R | 208 | 120, 208 | 13915
| SYH6K6RMI | APC Symmetra RM 6kVA Scalable to 6kVA N+1 220-240V | 230 | 230 | 18597.7
| SYH6K6RMT | APC Symmetra RM 6kVA Scalable to 6kVA N+1 208/240V | 208 | 208 | 17950.35
| SYH6K6RMT-P1 | APC Symmetra RM 6kVA Scalable to 6kVA N+1 208/240V w/208 to 120V Step-Down Transformer | 208 | 208, 120 | 19965
| SYH6K6RMT-TF3 | APC Symmetra RM 6kVA Scalable to 6kVA N+1 208/240V w/ 208 to 120V Step-Down Transformer (4) L5-20R | 208 | 120, 208 | 19874.25
| SYHF6KI | APC Symmetra RM 6kVA N+1 Frame 220-240V | 230 | 230 | 2147.75
| SYHF6KT | APC Symmetra RM 6kVA N+1 Frame 208/240V | 208 | 208 | 1948.1
| SYMIM5X424 | APC Symmetra LX Intelligence Module for Home Depot |  |  | 1845.25
» Uninterruptible Power Supply (UPS) » Symmetra Accessories
| EPW9 | World Wide Emergency Power Off Nine Circuit System |  |  | 1585.1
| SYAFSU12L | APC Symmetra LX 32U left side panel |  |  | 745.36
Service Spares » Uninterruptible Power Supply (UPS) » Symmetra Accessories
Service Spares | SYAFSU16 | APC Symmetra LX XR Communication Card |  |  | 1000.67
» Uninterruptible Power Supply (UPS) » Symmetra Accessories
| SYAFSU3 | APC Symmetra LX 19U replacement door |  |  | 532.4
| SYAOPT1 | APC Symmetra LX 4-post rack-mounting rails |  |  | 532.4
| SYAOPT2 | APC Symmetra LX module CTO kit- UPS Frame |  |  | 462.22
| SYAOPT2XR3 | APC Symmetra LX module CTO kit- XR3 Frame |  |  | 125.84
| SYAOPT2XR9 | APC Symmetra LX module CTO kit- XR Frame |  |  | 392.04
| SYAOPT5 | APC Symmetra LX 15-foot battery cabinet cable- 200/208V |  |  | 1651.65
| SYAOPT5I | APC SYMMETRA LX 4.5 METER BATTERY CABINET CABLE- 230V |  |  | 1984.4
| SYAPD1 | APC Symmetra LX power distribution panel (1) L14-30, (2) L5-20 | 200, 208 |  | 669.13
| SYCC | APC Symmetra Communications Card | 12 DC | 12 DC | 785.29
| SYMIM2 | APC Symmetra Main Intelligence Module 2 |  |  | 2432.1
| SYMIM3 | APC Symmetra RM main Intelligence Module |  |  | 2202.2
| SYMIM4 | Symmetra PX Intelligence Module |  |  | 3878.05
| SYMIM5 | APC Symmetra LX Intelligence Module |  |  | 4011.15
| SYOPT1 | APC Symmetra RM 2-6kVA N+1 Floor Mount Kit w/Casters |  |  | 1294.7
| SYOPT12 | APC Symmetra LX/Symmetra RM Two Post Rail Kit |  |  | 415.03
| SYOPT4 | APC Symmetra RM 4ft Extender cable for 208/240V RM Battery Cabinet |  |  | 522.72
| SYOPT4I | APC Symmetra RM 4ft Extender Cable for 220-240V RM Battery Cabinet |  |  | 687.28
| SYPD10 | Symmetra RM 230V backplate kit w/(2) IEC320 C19 and (1) IEC 60309 |  | 230 | 817.96
| SYPD11 | APC Symmetra LX power distribution panel (2) L6-30R |  |  | 689.7
| SYPD3 | APC Symmetra RM 208/240V Backplate Kit w/(2) L6-20R & (1) L6-30R | 200, 208 | 208, 200 | 667.92
| SYPD4 | APC Symmetra RM 220-240V Backplate Kit w/(8) IEC320 C13 & (2) IEC320 C19 |  |  | 626.78
| SYPD6 | APC SYMMETRA 208/240V Hardwire kit |  |  | 607.42
| SYPD7 | APC Symmetra RM 208/240V Backplate Kit w/(3) L6-20R |  |  | 666.71
| SYPD8 | SY RM PDU 4XC19 |  |  | 586.85
| SYPD9 | APC Symmetra RM 2-6kVA 230V Hardwire Kit |  | 230 | 502.15
| SYRIM2 | APC Symmetra 4-16kVA Redundant Intelligence Module |  |  | 2026.75
| SYRIM3 | APC Symmetra RM 2-6kVA and 8-12kVA Redundant Intelligence Module |  |  | 1337.05
| SYSW40KF | SYMMETRA PX STATIC SWITCH MODULE, 208V | 400 3PH | 400 3PH | 4374.15
| SYXRCC | SYMMETRA XR BATT COMM Card | 48 DC | 48 DC | 1397.55
» Uninterruptible Power Supply (UPS) » Symmetra Battery Systems
| SYARMXR3B3 | APC Symmetra LX Extended Run Rack-mount w/ 3 SYBT5, 208V |  |  | 5850.35
| SYARMXR3B3I | APC Symmetra LX Extended Run Rack-mount w/ 3 SYBT5, 230V |  |  | 5735.4
| SYARMXR9B9 | APC Symmetra LX Extended Run Rack-mount w/ 9 SYBT5, 208V |  |  | 15681.6
| SYARMXR9B9I | APC Symmetra LX Extended Run Rack-mount w/ 9 SYBT5, 230V |  |  | 15112.9
| SYAXR9B9 | APC SYMMETRA LX EXTENDED RUN TOWER W/9 SYBT5 , 208V |  |  | 15034.25
| SYAXR9B9I | APC SYMMETRA LX EXTENDED RUN TOWER W/9 SYBT5, 230V |  |  | 14604.7
| SYBATT | APC Symmetra 4-16kVA Battery Module |  |  | 1445.95
| SYBBE-UL | APC Symmetra PX 250/500kW UL Battery Breaker Enclosure for Third Party Batteries |  |  | 23437.7
| SYBBE250K500D | APC Symmetra PX 250kW Battery Breaker Enclosure with Fuse Kit for Third Party Batteries |  |  | 25047
Symmetra (3Phase) » Uninterruptible Power Supply (UPS) » Symmetra Battery Systems
Symmetra (3Phase) | SYBBE250K500DU | APC Symmetra PX 250kW UL Battery Breaker Enclosure with Fuse Kit for Third Party Batteries |  |  | 25047
» Uninterruptible Power Supply (UPS) » Symmetra Battery Systems
| SYBBE500K500D | APC Symmetra PX 500kW Battery Breaker Enclosure with Fuse Kit for Third Party Batteries |  |  | 25186.15
| SYBBE500K500DU | APC Symmetra PX 500kW UL Battery Breaker Enclosure with Fuse Kit for Third Party Batteries |  |  | 25186.15
| SYBFXR3RM | APC SYMMETRA 3 Battery RACKMOUNT XR FRAME (208/120V REGIONS) |  |  | 2026.75
| SYBFXR3RMI | APC SYMMETRA LX 3 BATTERY RACK-MOUNT XR FRAME, 230V |  |  | 1887.6
| SYBFXR8-8 | APC Symmetra PX 250/500kW Battery Enclosure with 8 Battery Modules & Start Up |  |  | 77349.25
| SYBFXR9 | APC SYMMETRA LX 9 BATTERY TOWER XR FRAME, 208V |  |  | 3872
| SYBFXR9I | APC SYMMETRA LX 9 BATTERY TOWER XR FRAME, 230V |  |  | 3865.95
| SYBFXR9J | APC SYMMETRA LX 9 BATTERY TOWER XR FRAME, 200V |  |  | 3484.8
| SYBFXR9RM | APC SYMMETRA LX 9 BATTERY Rack-MOunt XR FRAME, 208V |  |  | 3418.25
| SYBFXR9RMI | APC SYMMETRA LX 9 BATTERY Rack-MOunt XR FRAME, 230V |  |  | 3297.25
| SYBSC | APC Symmetra PX 250/500 Battery Sidecar for remote battery solution without fuse | 400 3PH, 480 3PH |  | 10067.2
| SYBSC500K500 | APC Symmetra PX250/500kW Batt. enclosure sidecar for remote battery solution with 1000A fuse kit | 400 3PH, 480 3PH |  | 11434.5
| SYBT2 | APC Symmetra RM 2-6kVA Battery Module |  |  | 1421.75
| SYBT2FR | APC Symmetra RM 2-6kVA Battery Module Flame Retardant |  |  | 1415.7
| SYBT3 | APC Symmetra RM 8-12kVA Battery Module |  |  | 1343.1
| SYBT4 | Battery Module for Symmetra PX, Smart-UPS VT or Galaxy 3500 |  |  | 4035.35
| SYBT5 | APC Symmetra LX Battery Module |  |  | 1506.45
| SYBT5FR | APC SYMMETRA LX FLAME RETARDANT BATTERY MODULE |  |  | 1621.4
| SYBT9-B4 | APC High-Performance Battery Module for 400V Symmetra PX 48/96/160KW & 208V Symmetra PX 100KW |  |  | 4973.1
| SYBT9-B4LL | APC High Performance Long Life 10 Yrs Battery Module for Symmetra PX 48/96/160KW and PX 100KW |  |  | 5378.45
| SYBT9-B6 | APC High Performance Battery Module for the Symmetra PX 250/500kW |  |  | 7526.2
| SYBT9-B6LL | APC High Performance Long Life 10 Yrs Battery Module for Symmetra PX 250/500kW |  |  | 8215.9
| SYBTU1-PLP | Symmetra PX Battery Unit |  |  | 1001.88
| SYBTU2-PLP | APC Symmetra PX 9Ah Battery Unit, High Performance |  |  | 1276.55
Symmetra (3Phase) » Uninterruptible Power Supply (UPS) » Symmetra Battery Systems
Symmetra (3Phase) | SYBTU2-PLPLL | APC Symmetra PX 9Ah Battery Unit, High Performance Long Life 10 Yrs |  |  | 1337.05
» Uninterruptible Power Supply (UPS) » Symmetra Battery Systems
| SYCFXR48 | APC Symmetra PX48 Empty Battery Frame for 9 Battery Modules |  |  | 14810.4
| SYCFXR48-9 | APC Symmetra PX48 Battery Frame with 9 Battery modules and Startup |  |  | 47716.35
| SYCFXR48-S | APC Symmetra PX48 Empty Battery Frame for 9 Battery modules with Startup |  |  | 18676.35
| SYCFXR8 | SYMMETRA PX 40kW EXTENDED RUN BATTERY FRAME |  |  | 15046.35
| SYCFXR8-8 | Symmetra PX 40KW Extended Run Battery Frame with 8 Battery Modules & Startup | 208 3PH |  | 40286.95
| SYCFXR8S | Symmetra PX40KW Extended Run Battery Frame with Startup |  |  | 15736.05
| SYCFXRJ9-S | APC Symmetra PX160 Japan Empty Battery Frame for 9 Battery modules with Startup |  |  | 25537.05
| SYRMXR2B4 | APC Symmetra RM XR Frame w/2 SYBT2 Scalable to 4 208/240V |  |  | 6897
| SYRMXR2B4I | APC Symmetra RM XR Frame w/2 SYBT2 Scalable to 4 220-240V |  |  | 5717.25
| SYRMXR4 | APC Symmetra RM XR Frame 208/240V | 120 |  | 3980.9
| SYRMXR4B4 | APC Symmetra RM XR Frame w/4 SYBT2 208/240V |  |  | 9395.65
| SYRMXR4B4I | APC Symmetra RM XR Frame w/4 SYBT2, 220-240V |  |  | 8669.65
| SYRMXR4I | APC Symmetra RM XR Frame 220-240V | 48 DC | 48 DC | 3000.8
Symmetra (3Phase) » Uninterruptible Power Supply (UPS) » Symmetra PX
Symmetra (3Phase) | 0G-SY20KF | GENERIC ASSY SYM 20KVA 3PH 208V W/DIST |  |  | 35380.4
» Uninterruptible Power Supply (UPS) » Symmetra PX
| ISX20K20F | Symmetra PX 20kW, 208V | 208 3PH | 208, 208 3PH, 120 | 61008.2
| SY100K100F | APC Symmetra PX 100kW Scalable to 100kW, 208V with Startup | 208 3PH | 208, 120, 208 3PH | 154208.45
| SY100K100F-NB | Symmetra PX 100kW Scalable to 100kW, 208V with Startup, No Battery | 208 3PH | 208, 208 3PH, 120 | 86424.25
| SY100K250D | APC Symmetra PX 100kW Scalable to 250kW without Maintenance Bypass or Distribution- Parallel Capable | 480 3PH, 400 3PH | 480 3PH, 400 3PH | 153470.35
Symmetra (3Phase) » Uninterruptible Power Supply (UPS) » Symmetra PX
Symmetra (3Phase) | SY100K250DL-PD | APC Symmetra PX 100kW Scalable to 250kW with Maintenance Bypass Left & Distribution | 480 3PH, 400 3PH | 480 3PH, 400 3PH | 180290
» Uninterruptible Power Supply (UPS) » Symmetra PX
| SY100K250DR-PD | APC Symmetra PX 100kW Scalable to 250kW with Right Mounted Maintenance Bypass and Distribution | 480 3PH, 400 3PH | 480 3PH, 400 3PH | 180290
| SY10K100F | APC Symmetra PX 10kW Scalable to 100kW, 208V with Startup | 208 3PH | 120, 208 3PH, 208 | 55260.7
| SY10K40F | Symmetra PX 10kW Scalable to 40kW N+1, 208V | 208 3PH | 208 3PH, 208, 120 | 40916.15
| SY125K250D | APC Symmetra PX 125kW Scalable to 250kW without Maintenance Bypass or Distribution -Parallel Capable | 480 3PH, 400 3PH | 400 3PH, 480 3PH | 174094.8
| SY125K250D-NB | APC Symmetra PX 125kW Scalable to 250kW without Bypass, Distribution or batteries -Parallel Capable | 480 3PH, 400 3PH | 400 3PH, 480 3PH | 104126.55
| SY125K250DL-PD | APC Symmetra PX 125kW Scalable to 250kW with Left Mounted Maintenance Bypass and Distribution | 480 3PH, 400 3PH | 400 3PH, 480 3PH | 201440.8
| SY125K250DL-PDNB | APC Symmetra PX 125kW Scalable to 250kW with Maintenance Bypass Left, Distribution & No Batteries | 400 3PH, 480 3PH | 480 3PH, 400 3PH | 130123.4
| SY125K250DR-PD | APC Symmetra PX 125kW Scalable to 250kW with Right Mounted Maintenance Bypass and Distribution | 480 3PH, 400 3PH | 400 3PH, 480 3PH | 201440.8
| SY125K250DR-PDNB | APC Symmetra PX 125kW Scalable to 250kW with Maintenance Bypass and Distribution, No Batteries | 480 3PH, 400 3PH | 480 3PH, 400 3PH | 130123.4
| SY125K500D | APC Symmetra PX 125kW Scalable to 500kW without Maintenance Bypass & Distribution -Parallel Capable | 480 3PH, 400 3PH | 480 3PH, 400 3PH | 183048.8
| SY125K500D-NB | APC Symmetra PX 125kW Scalable to 500kW without Bypass, Distribution or Batteries -Parallel Capable | 480 3PH, 400 3PH | 480 3PH, 400 3PH | 115797
Symmetra (3Phase) » Uninterruptible Power Supply (UPS) » Symmetra PX
Symmetra (3Phase) | SY125K500DL-PD | APC Symmetra PX 125kW Scalable to 500kW with Maintenance Bypass Left & Distribution | 480 3PH, 400 3PH | 400 3PH, 480 3PH | 211326.5
Symmetra (3Phase) | SY125K500DL-PDNB | APC Symmetra PX 125kW Scalable to 500kW with Maintenance Bypass Left, Distribution & No Batteries | 480 3PH | 400 3PH, 480 3PH | 139857.85
» Uninterruptible Power Supply (UPS) » Symmetra PX
| SY125K500DR-PD | APC Symmetra PX 125kW Scalable to 500kW with Right Mounted Maintenance Bypass and Distribution | 480 3PH, 400 3PH | 400 3PH, 480 3PH | 211326.5
| SY125K500DR-PDNB | APC Symmetra PX 125kW Scalable to 500kW with Maintenance Bypass and Distribution, No Batteries | 480 3PH, 400 3PH | 400 3PH, 480 3PH | 135084.4
| SY150K250D | APC Symmetra PX 150kW Scalable to 250kW without Maintenance Bypass or Distribution -Parallel Capable | 480 3PH, 400 3PH | 400 3PH, 480 3PH | 217406.75
Symmetra (3Phase) » Uninterruptible Power Supply (UPS) » Symmetra PX
Symmetra (3Phase) | SY150K250DL-PD | APC Symmetra PX 150kW Scalable to 250kW with Maintenance Bypass Left & Distribution | 400 3PH, 480 3PH | 480 3PH, 400 3PH | 245533.2
» Uninterruptible Power Supply (UPS) » Symmetra PX
| SY150K250DR-PD | APC Symmetra PX 150kW Scalable to 250kW with Right Mounted Maintenance Bypass and Distribution | 400 3PH, 480 3PH | 400 3PH, 480 3PH | 245533.2
| SY16K48H-PD | APC Symmetra PX 16kW All-In-One, Scalable to 48kW, 400V | 400 3PH | 400 3PH, 230 | 75939.6
| SY16K48H-PDNB | Symmetra PX 16kW All-In-One, Scalable to 48kW, without Batteries, 400V | 400 3PH | 400 3PH, 230 | 46191.75
| SY200K250D | APC Symmetra PX 200kW Scalable to 250kW without Maintenance Bypass or Distribution -Parallel Capable | 400 3PH, 480 3PH | 400 3PH, 480 3PH | 261862.15
Symmetra (3Phase) » Uninterruptible Power Supply (UPS) » Symmetra PX
Symmetra (3Phase) | SY200K250DL-PD | APC Symmetra PX 200kW Scalable to 250kW with Maintenance Bypass Left & Distribution | 400 3PH, 480 3PH | 480 3PH, 400 3PH | 293170.9
» Uninterruptible Power Supply (UPS) » Symmetra PX
| SY200K250DR-PD | APC Symmetra PX 200kW Scalable to 250kW with Right Mounted Maintenance Bypass and Distribution | 480 3PH, 400 3PH | 480 3PH, 400 3PH | 293170.9
| SY20K100F | APC Symmetra PX 20kW Scalable to 100kW, 208V with Startup | 208 3PH | 208 3PH, 208, 120 | 66985.6
| SY20K40F | Symmetra PX 20kW Scalable to 40kW N+1, 208V | 208 3PH | 120, 208 3PH, 208 | 52332.5
| SY250K500D | APC Symmetra PX 250kW Scalable to 500kW without Maintenance Bypass or Distribution -Parallel Capable | 480 3PH, 400 3PH | 480 3PH, 400 3PH | 318036.4
| SY250K500DL-PD | APC Symmetra PX 250kW Scalable to 500kW with Left Mounted Maintenance Bypass and Distribution | 400 3PH, 480 3PH | 400 3PH, 480 3PH | 351105.7
| SY250K500DR-PD | APC Symmetra PX 250kW Scalable to 500kW with Right Mounted Maintenance Bypass and Distribution | 480 3PH, 400 3PH | 400 3PH, 480 3PH | 351105.7
| SY300K500D | APC Symmetra PX 300kW Scalable to 500kW without Maintenance Bypass or Distribution -Parallel Capable | 400 3PH, 480 3PH | 400 3PH, 480 3PH | 389837.8
Symmetra (3Phase) » Uninterruptible Power Supply (UPS) » Symmetra PX
Symmetra (3Phase) | SY300K500DL-PD | APC Symmetra PX 300kW Scalable to 500kW with Maintenance Bypass Left & Distribution | 480 3PH, 400 3PH | 480 3PH, 400 3PH | 425169.8
» Uninterruptible Power Supply (UPS) » Symmetra PX
| SY300K500DR-PD | APC Symmetra PX 300kW Scalable to 500kW with Right Mounted Maintenance Bypass and Distribution | 400 3PH, 480 3PH | 480 3PH, 400 3PH | 425169.8
| SY30K100F | APC Symmetra PX 30kW Scalable to 100kW, 208V with Startup | 208 3PH | 120, 208 3PH, 208 | 77452.1
| SY30K40F | Symmetra PX 30kW Scalable to 40kW N+1, 208V | 208 3PH | 208 3PH, 120, 208 | 63984.8
| SY32K160H | APC Symmetra PX 32kW Scalable to 160kW, 400V | 400 3PH | 230, 400 3PH | 105935.5
| SY32K160H-PD | APC Symmetra PX 32kW Scalable to 160kW, 400V w/ Integrated Modular Distribution | 400 3PH | 230, 400 3PH | 135967.7
| SY32K48H-PD | APC Symmetra PX 32kW All-In-One, Scalable to 48kW, 400V | 400 3PH | 400 3PH, 230 | 94585.7
| SY32K96H | Symmetra PX 32kW Scalable to 96kW, 400 V | 400 3PH | 400 3PH, 230 | 102317.6
| SY32K96H-PD | APC Symmetra PX 32kW Scalable to 96kW 400V with Modular Power Distribution | 400 3PH | 230, 400 3PH | 135967.7
| SY400K500D | APC Symmetra PX 400kW Scalable to 500kW without Maintenance Bypass or Distribution -Parallel Capable | 400 3PH, 480 3PH | 400 3PH, 480 3PH | 498743.85
Symmetra (3Phase) » Uninterruptible Power Supply (UPS) » Symmetra PX
Symmetra (3Phase) | SY400K500DL-PD | APC Symmetra PX 400kW Scalable to 500kW with Maintenance Bypass Left & Distribution | 400 3PH, 480 3PH | 400 3PH, 480 3PH | 537984.15
» Uninterruptible Power Supply (UPS) » Symmetra PX
| SY400K500DR-PD | APC Symmetra PX 400kW Scalable to 500kW with Right Mounted Maintenance Bypass and Distribution | 480 3PH, 400 3PH | 480 3PH, 400 3PH | 537984.15
| SY40K100F | APC Symmetra PX 40kW Scalable to 100kW, 208V with Startup | 208 3PH | 120, 208 3PH, 208 | 88118.25
| SY40K100F-NB | Symmetra PX 40kW Scalable to 100kW, 208V with Startup, No Battery | 208 3PH | 208, 120, 208 3PH | 50529.6
| SY40K40F | Symmetra PX 40kW Scalable to 40kW N+1, 208V | 208 3PH | 120, 208, 208 3PH | 75679.45
| SY48K48H-PD | APC Symmetra PX 48kW All-In-One, 400V | 400 3PH | 230, 400 3PH | 122875.5
| SY500K500D | APC Symmetra PX 500kW Scalable to 500kW without Maintenance Bypass or Distribution -Parallel Capable | 480 3PH, 400 3PH | 400 3PH, 480 3PH | 580322.05
| SY500K500DL-PD | APC Symmetra PX 500kW Scalable to 500kW with Maintenance Bypass Left & Distribution | 480 3PH, 400 3PH | 400 3PH, 480 3PH | 621812.95
| SY500K500DR-PD | APC Symmetra PX 500kW Scalable to 500kW with Right Mounted Maintenance Bypass and Distribution | 480 3PH, 400 3PH | 400 3PH, 480 3PH | 621812.95
| SY50K100F | APC Symmetra PX 50kW Scalable to 100kW, 208V with Startup | 208 3PH | 120, 208, 208 3PH | 98844.9
| SY50K100F-NB | Symmetra PX 50kW Scalable to 100kW, 208V with Startup, No Battery | 208 3PH | 208, 208 3PH, 120 | 56301.3
| SY60K100F | APC Symmetra PX 60kW Scalable to 100kW, 208V with Startup | 208 3PH | 208, 120, 208 3PH | 109632.05
| SY60K100F-NB | Symmetra PX 60kW Scalable to 100kW, 208V with Startup, No Battery | 208 3PH | 208 3PH, 208, 120 | 62079.05
| SY64K160H-PD | APC Symmetra PX 64kW Scalable to 160kW, 400V w/ Integrated Modular Distribution | 400 3PH | 400 3PH, 230 | 186654.6
| SY64K96H | APC Symmetra PX 64kW Scalable to 96kW, 400V | 400 3PH | 400 3PH, 230 | 144849.1
| SY64K96H-PD | APC Symmetra PX 64kW Scalable to 96kW 400V with Modular Power Distribution | 400 3PH | 400 3PH, 230 | 186654.6
| SY70K100F | APC Symmetra PX 70kW Scalable to 100kW, 208V with Startup | 208 3PH | 208, 208 3PH, 120 | 120364.75
| SY70K100F-NB | Symmetra PX 70 kW Scalable to 100kW, 208V with Startup, No Battery | 208 3PH | 120, 208 3PH, 208 | 69218.05
| SY80K100F | APC Symmetra PX 80kW Scalable to 100kW, 208V with Startup | 208 3PH | 120, 208 3PH, 208 | 131139.8
| SY80K100F-NB | Symmetra PX 80kW Scalable to 100kW, 208V with Startup, No Battery | 208 3PH | 120, 208, 208 3PH | 73634.55
| SY90K100F | APC Symmetra PX 90kW Scalable to 100kW, 208V with Startup | 208 3PH | 208, 120, 208 3PH | 140481
| SY90K100F-NB | Symmetra PX 90kW Scalable to 100kW, 208V with Startup, No Battery | 208 3PH | 120, 208 3PH, 208 | 78414.05
| SY96K160H-PD | APC Symmetra PX 96kW Scalable to 160kW, 400V w/ Integrated Modular Distribution | 400 3PH | 400 3PH, 230 | 223045.35
| SY96K96H | APC Symmetra PX 96kW Scalable, 400V | 400 3PH | 230, 400 3PH | 187858.55
| SY96K96H-PD | APC Symmetra PX 96kW Scalable, 400V with Modular Power Distribution | 400 3PH | 400 3PH, 230 | 234764.2
| SYBFXR8 | APC Symmetra PX 250/500kW Battery Enclosure for up to 8 Battery Modules |  |  | 24151.6
| SYBFXR8S | APC Symmetra PX 250/500kW Battery Enclosure for up to 8 Battery Modules & Start Up |  |  | 24339.15
Symmetra (3Phase) » Uninterruptible Power Supply (UPS) » Symmetra PX
Symmetra (3Phase) | SYCF100KF | APC Symmetra PX 100kW Power Frame, 208V | 208 3PH | 208 3PH | 52011.85
» Uninterruptible Power Supply (UPS) » Symmetra PX
| SYCF160KH | APC Symmetra PX Frame 160kW 400V | 400 3PH | 400 3PH, 230 | 40583.4
Symmetra (3Phase) » Uninterruptible Power Supply (UPS) » Symmetra PX
Symmetra (3Phase) | SYCF40KF | SYMMETRA PX 40KW FRAME, 208V | 208 | 208 3PH | 29620.8
» Uninterruptible Power Supply (UPS) » Symmetra PX
| SYCF48KH | APC Symmetra PX 48kW All-In-One Frame, 400V | 400 3PH | 400 3PH | 57456.85
| SYCFXR9 | APC Symmetra PX Battery Frame for 400V PX 96/160kW & 208V PX 100kW for 9 Battery Modules |  |  | 17871.7
| SYCFXR9-9 | APC Symmetra PX Battery Frame for 400V PX 96/160kW & 208V PX 100kW with 9 Battery Modules & Startup |  |  | 61746.3
| SYCFXR9-S | APC Symmetra PX Battery Frame for 400V PX 96/160kW & 208V PX 100kW for 9 Battery Modules & Startup |  |  | 20624.45
Symmetra (3Phase) » Uninterruptible Power Supply (UPS) » Symmetra PX
Symmetra (3Phase) | SYIOF500KD | APC Symmetra PX 250/500kW IO Frame, 400/480V | 400 3PH, 480 3PH | 480 3PH, 400 3PH | 29759.95
Symmetra (3Phase) | SYIOF500KMBL | APC Symmetra PX 250/500kW IO Frame with Left Mounted Maintenance Bypass and Distribution, 400/480V | 480 3PH, 400 3PH | 480 3PH, 400 3PH | 52780.2
Symmetra (3Phase) | SYIOF500KMBR | APC Symmetra PX 250/500kW IO Frame with Right Mounted Maintenance Bypass and Distribution 400/480V | 400 3PH, 480 3PH | 480 3PH, 400 3PH | 43983.5
» Uninterruptible Power Supply (UPS) » Symmetra PX
| SYMBP100F | Symmetra PX 100 Maintenance Bypass Panel, 208V | 208 3PH | 208 3PH | 16873.45
| SYPF250KD | APC Symmetra PX 250kW Power Module Frame, 400/480V | 400 3PH, 480 3PH | 400 3PH, 480 3PH | 14574.45
| SYSW250KD | APC Symmetra PX 250kW Static Switch Module, 400/480V | 400 3PH, 480 3PH | 480 3PH, 400 3PH | 13013.55
| SYWMBP96K160H2 | APC Symmetra PX 96/160KW Value Wall-mounted Maintenance Bypass Panel, 400V |  |  | 8766.45
» Uninterruptible Power Supply (UPS) » Symmetra PX Accessories
| SBP40KFC1M1 | APC 40KW 208V 1 MOD. 1 MAIN SERV. BYPASS PANEL | 208 3PH |  | 5535.75
| SYBFF | APC Symmetra PX 500kW Bottom Feed Frame for 500kW Dual Mains Configs | 400 3PH, 480 3PH |  | 9873.6
| SYBSC250K500 | APC Symmetra PX250/500kW Batt. enclosure sidecar for remote battery solution with 500A fuse kit | 480 3PH, 400 3PH |  | 11210.65
| SYOPT003 | APC Symmetra PX 250kW Battery Breaker Enclosure Fuse Kit 500A |  |  | 1585.1
| SYOPT004 | APC Symmetra PX 500kW Battery Breaker Enclosure Fuse Kit 1000A |  |  | 2069.1
| SYOPT005 | APC Symmetra PX 250/500 Air Filter |  |  | 851.84
| SYOPT007 | APC Symmetra PX250/500 Third Party Switchgear Kit |  |  | 2159.85
| SYOPT009 | Seismic Kit for 600mm Symmetra PX Battery Cabinets |  |  | 296.45
| SYOPT014 | Seismic Kit for Symmetra PX 20 Batteries |  |  | 493.68
| SYOPT015 | Seismic Kit for Symmetra PX 20 and 40/60kVA InfraStruxure PDUs |  |  | 68.97
| SYOPT300 | Seismic Kit for 300mm Symmetra PX 100, Symmetra PX 250/500, and Modular PDU Frames |  |  | 313.39
| SYOPT600 | Seismic Kit for 600mm Symmetra PX 100 and Symmetra PX 250/500 Frames |  |  | 626.78
| SYOPT750 | Seismic Kit for 750mm Symmetra PX 250/500 Frames |  |  | 773.19
| SYSW500KD | APC Symmetra PX 500kW Static Switch Module, 400/480V | 480 3PH, 400 3PH | 480 3PH, 400 3PH | 16207.95
| SYSW80KF | Symmetra PX 80kW Static Switch Module, 208V | 208 3PH | 208, 120, 208 3PH | 10956.55
» Uninterruptible Power Supply (UPS) » Symmetra Power Module
| SYPM | APC Symmetra 4-16kVA Power Module (4kVA) | 200, 400 3PH, 208 | 200, 230, 208 | 8100.95
| SYPM10K16H | APC Symmetra PX Power Module, 10/16kW, 400V | 400 3PH | 400 3PH, 230 | 20757.55
| SYPM10KF2 | Symmetra PX 10kW Power Module, 208V, High Efficiency | 208 3PH, 208 | 208 3PH, 208 | 9952.25
| SYPM25KD | APC Symmetra PX 25kW Power Module, 400/480V | 400 3PH, 480 3PH | 400 3PH, 480 3PH | 17926.15
| SYPM2KU | APC Symmetra RM 2-6kVA Power Module (2kVA) | 200, 208 | 230, 200, 208 | 4235
| SYPM4KI | APC Symmetra LX 4kVA Power Module, 220/230/240V | 230, 400 3PH | 230 | 7774.25
| SYPM4KP | APC Symmetra LX 4kVA Power Module, 200/208V | 200, 208 | 120, 200, 100, 208 | 5614.4
| SYPM4KU | APC Symmetra RM 8-12kVA Power Module (4kVA) | 230, 208, 200 | 200, 230, 208 | 5408.7
» Uninterruptible Power Supply (UPS) » UPS Network Management Cards
| AP9544 | Network Management Card for Easy UPS, 1-Phase |  |  | 468.27
| AP9547 | Network Management Card for Easy UPS, 3-Phase |  |  | 544.5
| AP9635 | UPS Network Management Card 2 w/ Environmental Monitoring, Out of Band Access and Modbus |  |  | 1288.65
| AP9640 | UPS Network Management Card 3 |  |  | 650.98
| AP9641 | UPS Network Management Card 3 with Environmental Monitoring |  |  | 1023.66
| AP9643 | UPS NETWORK MANAGEMENT CARD 3 W/ ENVIRONMENTAL MONITORING AND MODBUS |  |  | 1288.65
| AP9810 | APC Dry Contact I/O Accessory |  |  | 239.58
| AP9834 | APC USB Wi-Fi Device |  |  | 202.07
| FWENMC1P-ST1Y-DIGI | NMC3 for Easy UPS, 1-Phase - 1 Year Secure NMC Subscription? |  |  | 72.6
| FWENMC1P-ST3Y-DIGI | NMC3 for Easy UPS, 1-Phase - 3 Year Secure NMC Subscription?? |  |  | 206.91
| FWENMC1P-ST5Y-DIGI | NMC3 for Easy UPS, 1-Phase - 5 Year Secure NMC Subscription?? |  |  | 326.7
| FWENMC3P-ST1Y-DIGI | NMC3 for Easy UPS, 3-Phase - 1 Year Secure NMC Subscription? |  |  | 76.23
| FWENMC3P-ST3Y-DIGI | NMC3 for Easy UPS, 3-Phase - 3 Year Secure NMC Subscription? |  |  | 217.8
| FWENMC3P-ST5Y-DIGI | NMC3 for Easy UPS, 3-Phase - 5 Year Secure NMC Subscription? |  |  | 343.64
| SWNMC3PDU-1Y-DIGI | NMC3 for 1-Ph rPDU - 1 Year Secure NMC Subscription? |  |  | 48.4
| SWNMC3PDU-3Y-DIGI | NMC3 for 1-Ph rPDU - 3 Year Secure NMC Subscription?? |  |  | 137.94
| SWNMC3PDU-5Y-DIGI | NMC3 for 1-Ph rPDU - 5 Year Secure NMC Subscription? |  |  | 217.8
| SWNMC3PDU-6Y-DIGI | NMC3 for 1-Ph rPDU - 6 Year Secure NMC Subscription? |  |  | 261.36
| SWNMC3SU-1Y-DIGI | NMC3 for Smart-UPS - 1 Year Secure NMC Subscription? |  |  | 108.9
| SWNMC3SU-3Y-DIGI | NMC3 for Smart-UPS - 3 Year Secure NMC Subscription? |  |  | 312.18
| SWNMC3SU-5Y-DIGI | NMC3 for Smart-UPS - 5 Year Secure NMC Subscription? |  |  | 490.05
| SWNMC3SU-6Y-DIGI | NMC3 for Smart-UPS - 6 Year Secure NMC Subscription? |  |  | 588.06
» »
| 031-000000-0000 | BATTERY 12V UPS12-210MR |  |  | 251.68
| 0755 | CONN, CRIMP, D-SUB, DB9M, TWO ROW |  |  | 1.089
| 0756 | CONN, CRIMP, D-SUB, DB9F, TWO ROW |  |  | 0.605
| 0766 | CONN, RG59/62 BNC MALE 3 PIECE CRIMP ON |  |  | 3.63
| 0927 | HOOD, DB25 METAL, 1/2" STRAIN RELIEF, MFR: AMP |  |  | 7.502
| 0C-G5TGOPT024 | PERSONALIZ SET SM 50KVA |  |  | 5233.25
| 0G-AF320-AKA-XXU | SUB ASSY AFX-320A4-UD UPFLOW 460/3/60 |  |  | 36923.15
| 0G-AF320-GKA-XXD | SUB ASSY AFX-320G4 DOWNFLOW 460/3/60 |  |  | 25010.7
| 0L1081 | LIT KIT CM-DX15/50 |  |  | 43.56
| 0L706 | CM CHILLED WATER LIT KIT |  |  | 48.4
| 0L707 | TECH COOL LIT KIT
| 0L709 | CM LIT KIT |  |  | 88.33
| 0L710 | CHILLED WATER LIT KIT
| 0M-0948 | EMU FACTORY INSTALLED AFX |  |  | 1166.44
| 0M-0949 | EMU FACTORY INSTALLED CW |  |  | 1166.44
| 0M-1299 | KIT CIRCUIT BREAKER MOTORIZED |  |  | 361.79
| 0M-1383 | S/A 19 FRAME RETURN |  |  | 263.78
| 0M-1422 | ASSY 24 TALL PLNM W/17.88 X 57.88 DCT |  |  | 1542.75
| 0M-1636 | ASSY 24 TALL PLENUM W/DUCT COLLAR |  |  | 1505
| 0M-1673 | SUB ASSY TC 10 DF COMMON REFRIGERATION |  |  | Call for Quote
| 0M-1700 | KIT CIRCUIT BREAKER 225A |  |  | 697
| 0M-1724 | SUB ASSY BREAKER BAY 3 TIER |  |  | 5040
| 0M-1725 | SUB ASSY 4800A BREAKER BAY |  |  | 5595
| 0M-1726 | KIT N0.1 MX28B CIR BRK |  |  | 230
| 0M-1727 | KIT NO. 2 MX28B CIR BRK |  |  | 248
| 0M-1728 | KIT MX28B3600 125/225 CIR BKR |  |  | 95
| 0M-1825 | KIT NO.1 MX28B3600 125-225 BREAKER |  |  | 81
| 0M-1830 | KIT NO. 2 MX28B3600 125-225 BREAKER |  |  | 81
| 0M-1831 | KIT NO.3 MX28B3600 125-225 BREAKER |  |  | 95
| 0M-1906 | ASSY BATTERY DISCONNECT 600AX7.00 |  |  | 1495
| 0M-2424 | ASSY APC CIRCUIT BREAKER 15A |  |  | 53.9
| 0M-2426 | ASSY APC CIRCUIT BREAKER 20A |  |  | 53.9
| 0M-2427 | ASSY APC CIRCUIT BREAKER 30A |  |  | 53.9
| 0M-2428 | ASSY APC CIRCUIT BREAKER 3A |  |  | 53.9
| 0M-2429 | ASSY APC CIRCUIT BREAKER 40A |  |  | 53.9
| 0M-2430 | ASSY APC CIRCUIT BREAKER 50A |  |  | 53.9
| 0M-2485 | CM15-20 2-WAY 350PSI WATER REG/COND |  |  | 1369.5
| 0M-2501 | ASSY CKT BKR PNL 24BKR W/FRT RTN |  |  | 914.1
| 0M-2504 | ASSY 208/230 SOLENOID VALVE/COIL |  |  | 277.2
| 0M-2588 | ASSY MX28B-400 |  |  | 7777
| 0M-2655 | S/A 3BAY FILTER RACK REAR RETURN
| 0M-2663 | ASSY MX28B-200 |  |  | 6979.5
| 0M-2668 | S/A 92AH BATT TRAY BTM MTG/NO CB (MX06) |  |  | 3575
| 0M-2669 | S/A BTM 100A BKR DISC TRAY CA 100AH BATT |  |  | 3921.5
| 0M-2670 | S/A 150AH BATT TRAY BTM MTG/NO CB (MX06) |  |  | 3789.5
| 0M-2671 | S/A BTM 150A BKR DISC TRAY CA 150AH BATT |  |  | 5225
| 0M-2672 | S/A 92AH BATT TRAY BTM MTG/NO CB (MX28) |  |  | 3278
| 0M-2675 | S/A 150AH BATT TRAY BTM MTG/NO CB (MX28) |  |  | 4119.5
| 0M-2744 | ASSY OPT AFX 50HZ PULLEY AND BELT
| 0M-2815A-001 | ASSY ROOF NETS DX BLK |  |  | 254.1
| 0M-3019 | ASSY MX28B +27V/400A SNMP |  |  | 6275.5
| 0M-3033 | ASSY NO LVD +27V/400A |  |  | 152.9
| 0M-3034 | ASSY LOAD LVD +27V/400A |  |  | 363
| 0M-3035 | ASSY BATTERY LVD +27V/400A |  |  | 455.4
| 0M-3036 | ASSY 24CB LOAD CENTER +27V/400A |  |  | 925.1
| 0M-3070 | S/A CM50/65 W/G 3-WAY 350PSI WTR REG VAL |  |  | 1020.8
| 0M-3071 | S/A CM50/65 W/G 2-WAY 350PSI WTR REG VAL |  |  | 1020.8
| 0M-3172 | ASSY BLANK PANEL ATO |  |  | 8.91
| 0M-3173 | ASSY FUSE 200A ATO |  |  | 73.7
| 0M-3174 | ASSY FUSE 300A ATO |  |  | 115.5
| 0M-3175 | ASSY FUSE 600A ATO |  |  | 122.1
| 0M-3176 | ASSY BLANK PANEL 5.25 ATO |  |  | 31.9
| 0M-3339 | S/A PPKG SGL 1/2HP 230/1/60 NO FANS NO P |  |  | 1556.5
| 0M-3459 | S/A COMPRESSOR SOUND JACKET ZR108/125
| 0M-3465 | S/A AFX PULLEY 1VP50X1-1/8 A BELT OPT
| 0M-3595 | PULLEY/BELT OPT BLWR 6.75OD
| 0M-3845 | PKG W/O FILTERS SPOT COOLED FILTER GRILL |  |  | 281.6
| 0M-5156 | SUB ASSY 10A BOLT IN CB |  |  | 51.7
| 0M-5157 | SUB ASSY 20A BOLT IN CB |  |  | 51.7
| 0M-5158 | SUB ASSY 30A BOLT IN CB |  |  | 51.7
| 0M-5159 | SUB ASSY 40A BOLT IN CB |  |  | 51.7
| 0M-5160 | SUB ASSY 50A BOLT IN CB |  |  | 51.7
| 0M-5161 | SUB ASSY 60A BOLT IN CB |  |  | 51.7
| 0M-5162 | SUB ASSY 70A FUSE |  |  | 105.6
| 0M-5163 | SUB ASSY 100A FUSE |  |  | 105.6
| 0M-5164 | SUB ASSY 100A BOLT IN CB |  |  | 143
| 0M-5165 | SUB ASSY 400A FUSE |  |  | 105.6
| 0M-5166 | SUB ASSY 500A FUSE |  |  | 105.6
| 0M-5167 | SUB ASSY 800A FUSE |  |  | 171.6
| 0M-5168 | SUB ASSY 1000A FUSE |  |  | 152.9
| 0M-5169 | SUB ASSY 1200A FUSE |  |  | 152.9
| 0M-5172 | PANEL CONVERTER BLANKING MX28B |  |  | 14.025
| 0M-5276 | KIT MX28B-200 SHIPPING
| 0M-5277 | KIT MX28B-400 SHIPPING
| 0M-5716 | KIT PACKAGING CM 50-65 |  |  | 999.9
| 0M-5717 | KIT PACKAGING FOR CM 15-20 |  |  | 236.5
| 0M-5718 | KIT PACKAGING FOR CM 25-40 |  |  | 236.5
| 0M-70001 | ASY PNL HG SLD 30.2X75.9X1 WHT
| 0M-70005 | ASY PN RRT W/F 30.2X75.9X1 WHT
| 0M-70006 | ASY PN DG5 RRT 30.2X75.9X1 WHT
| 0M-70072 | ASSY INSERT BOARD MSTR AF328
| 0M-70148A-06 | ASY FLR STND 06 AFX 106-108 |  |  | 453.2
| 0M-70148A-09 | ASY FLR STND 09 AFX 106-108 |  |  | 453.2
| 0M-70148A-12 | ASY FLR STND 12 AFX 106-108 |  |  | 453.2
| 0M-70148A-15 | ASY FLR STND 15 AFX 106-108 |  |  | 453.2
| 0M-70148A-18 | ASY FLR STND 18 AFX 106-108 |  |  | 453.2
| 0M-70148A-21 | ASY FLR STND 21 AFX 106-108 |  |  | 453.2
| 0M-70150A-06 | ASY FLR STND 06 AFX 320-328 |  |  | 1298
| 0M-70150A-09 | ASY FLR STND 09 AFX 320-328 |  |  | 1298
| 0M-70150A-12 | ASY FLR STND 12 AFX 320-328 |  |  | 1298
| 0M-70150A-15 | ASY FLR STND 15 AFX 320-328 |  |  | 1298
| 0M-70150A-18 | ASY FLR STND 18 AFX 320-328 |  |  | 1298
| 0M-70150A-21 | ASY FLR STND 21 AFX 320-328 |  |  | 1298
| 0M-70150A-24 | ASY FLR STND 24 AFX 320-328 |  |  | 1298
| 0M-70150A-27 | ASY FLR STND 27 AFX 320-328 |  |  | 1298
| 0M-70150A-30 | ASY FLR STND 30 AFX 320-328 |  |  | 1298
| 0M-70150A-33 | ASY FLR STND 33 AFX 320-328 |  |  | 1298
| 0M-70150A-36 | ASY FLR STND 36 AFX 320-328 |  |  | 1298
| 0M-70157 | S/A AF COM DF FRM 1 BAY
| 0M-70364 | S/A D1 2 0140/74020/70102/7124
| 0M-70465-36 | FLR STD W/VANE 36 AFX210-218 |  |  | 702.9
| 0M-70466-12 | FLR STD W/VANE 12 AFX320-328 |  |  | 1298
| 0M-70466-15 | FLR STD W/VANE 15 AFX320-328 |  |  | 1298
| 0M-70466-18 | FLR STD W/VANE 18 AFX320-328 |  |  | 1298
| 0M-70466-21 | FLR STD W/VANE 21 AFX320-328 |  |  | 1298
| 0M-70466-24 | FLR STD W/VANE 24 AFX320-328 |  |  | 1298
| 0M-70466-27 | FLR STD W/VANE 27 AFX320-328 |  |  | 1298
| 0M-70466-30 | FLR STD W/VANE 30 AFX320-328 |  |  | 1298
| 0M-70466-33 | FLR STD W/VANE 33 AFX320-328 |  |  | 1298
| 0M-70466-36 | FLR STD W/VANE 36 AFX320-328 |  |  | 1298
| 0M-70468-27 | FLR STD W/VANE 27 CCTCW25-30 |  |  | 559.9
| 0M-70539 | S/A 60T COIL/VLV PIPING 3-WAY |  |  | 5973
| 0M-70642 | S/A DG5.0 REMOTE DISPLAY 50FT |  |  | 986.7
| 0M-70643 | S/A DG5.0 REMOTE SENSOR 80FT |  |  | 453.2
| 0M-70644 | S/A 25-30DF 2 STG HT 230V |  |  | 916.3
| 0M-70645 | S/A 35-40DF 2 STG HT 230V |  |  | 916.3
| 0M-70646 | S/A 50-60DF 2 STG HT 230V |  |  | 1375
| 0M-70648 | S/A 25-30DF 2 STG HT 380V |  |  | 916.3
| 0M-71013 | ASSY DISCHARGE 13
| 0M-71015 | ASSY DISCHARGE 15
| 0M-71264 | S/A SPEC COND PUMP |  |  | 458.7
| 0M-72036 | PPKG,SGL 3/4HP 208-230/3/60 |  |  | 1523.5
| 0M-72039 | PPKG,DUAL 3HP 460/3/60 |  |  | 5725.5
| 0M-72072D | PLNM,DISCH 23.5 W/GRLL ON FRNT |  |  | 1254
| 0M-72075A | PLNM,DISCH 23.5 W/GRLL 3SIDES |  |  | 1254
| 0M-72076E | PLNM,DISCH 23.5 W/GRLL 3SIDES |  |  | 1826
| 0M-72076E-04 | PLNM DISCH W/FRT RR & SIDE GRLLS |  |  | 1826
| 0M-72080B | PLNM,DISCH 24 W/GRLLS STD |  |  | 1501.5
| 0M-72080B-003 | PLNM DISCH W2 FRT 2 SIDE 2 RR GRLLS |  |  | 1501.5
| 0M-74451 | KIT PANEL DWN FLOW EXP GREY FM-SERIES
| 0M-74455 | KIT PANEL UP FLOW MAIN GREY FM-SERIES
| 0M-74465 | KIT PANEL UP FLOW EXPANSION GREY FM-SERI
| 0M-74668 | S/A 4ROW COIL CW PIPING D/F
| 0M-760 | ASSY SIDE PANEL NETSHELTER 42U
| 0M-7979B-04 | SUB ASSY PEDESTAL SUPPORT 4
| 0M-8017 | S/A UF HUM10LB/380/460/575V/1
| 0M-8023 | S/A COMMON SLV CNTRL BD AFX
| 0M-9020 | 60 AMP CB KIT (5/8) |  |  | 97.9
| 0M-9021 | 60 AMP CB KIT(3/4) |  |  | 97.9
| 0M-9022 | 60 AMP CB KIT(1 ) |  |  | 97.9
| 0M-9023 | 70 AMP CB KIT(5/8) |  |  | 97.9
| 0M-9024 | 70 AMP CB KIT(3/4) |  |  | 97.9
| 0M-9025 | 70 AMP CB KIT(1 ) |  |  | 97.9
| 0M-9026 | 80 AMP CB KIT(5/8) |  |  | 97.9
| 0M-9027 | 80 AMP CB KIT(3/4) |  |  | 97.9
| 0M-9028 | 80 AMP CB KIT(1 ) |  |  | 97.9
| 0M-9029 | 100 AMP CB KIT(5/8) |  |  | 104.5
| 0M-9030 | 100 AMP CB KIT(3/4) |  |  | 104.5
| 0M-9031 | 100 AMP CB KIT(1 ) |  |  | 104.5
| 0M-9032 | CIR.BRKR,W/O BUS BAR CONN,400A |  |  | 550
| 0M-9033 | 600A C/B, W/O BUS BAR CONN |  |  | 1490.5
| 0M-9034 | CIR.BRKR,BUS BAR CONN,200A |  |  | 499.4
| 0M-9035 | CIR.BRKR,BUS BAR CONN,250A |  |  | 1025.2
| 0M-9036 | CIR.BRKR,BUS BAR CONN,700A |  |  | 1650
| 0M-9037 | 300A C/B W/BUS BAR CONN |  |  | 1025.2
| 0M-9038 | 150A, C/B ,W/ BUS BAR CONN |  |  | 663.3
| 0M-9039 | 500A, C/B,W/O BUS BAR CONN |  |  | 1496
| 0M-9040 | KIT,BREAKER & HARDWARE |  |  | 719.4
| 0M-9041 | TWF/TRFO5/06 PACKING KIT |  |  | 916.3
| 0M-9046 | ASSY,ADAPTER,CONVERTER |  |  | 1031.8
| 0M-9074 | BREAKER KIT,1-50A, #8 WIRE |  |  | 26.675
| 0M-9075 | BREAKER KIT, 1-50A #6 |  |  | 26.675
| 0M-9076 | BREAKER KIT,60-100A |  |  | 49.5
| 0M-9077 | BREAKER KIT,60-100A,2/0 AWG |  |  | 100.1
| 0M-9083 | BREAKER KIT,60-100A,1/0 AWG |  |  | 73.7
| 0M-9084 | BREAKER KIT,60-100A,#1 AWG |  |  | 49.5
| 0M-9102 | ASSY NO LVD (1200A) |  |  | 158.4
| 0M-9103 | ASSY,LVD,SNGL,24V,50L (1200A) |  |  | 687.5
| 0M-91030 | ASSY MASTER CONTROLLER |  |  | 3839
| 0M-91039 | ASSY MAIN UNIT MX28B-4800 |  |  | 19657
| 0M-9104 | ASSY,LVD,BATT DISC.,50B(1200A) |  |  | 687.5
| 0M-91064 | KIT LVD BATTERY SIDE (200) |  |  | 357.5
| 0M-91065 | KIT LVD LOAD SIDE (200) |  |  | 366.3
| 0M-91066 | KIT LVD BATTERY SIDE (400) |  |  | 405.9
| 0M-91067 | KIT LVD LOAD SIDE (400) |  |  | 510.4
| 0M-91068 | KIT LVD BATTERY (1200) |  |  | 1331
| 0M-91069 | KIT LVD LOAD (1200) |  |  | 1325.5
| 0M-91095 | ASSY LOAD SHED |  |  | 446.6
| 0M-91099 | ASSY MX06 - CISCO |  |  | 3811.5
| 0M-91119 | ASSY BREAKER PANEL 2X150A 2U |  |  | 488.4
| 0M-91120 | ASSY LUG KIT #10AWG 2H 5/8CTRS |  |  | 36.3
| 0M-91127 | ASSY MX28B-600 |  |  | 10180.5
| 0M-91128 | ASSY NO LVD-600 |  |  | 95.7
| 0M-91129 | ASSY BATTERY LVD-600 |  |  | 586.3
| 0M-91142 | ASSY MX06 KIT WITH POWER CORD |  |  | 2321
| 0M-91143 | ASSY MX06 KIT W/O POWER CORD |  |  | 2260.5
| 0M-91144 | ASSY RECTIFIER SHELF |  |  | 1534.5
| 0M-91147 | ASSY 24/1200 |  |  | 12622.5
| 0M-91150 | KIT BATT BRKR ALARM MXO6 |  |  | 135.3
| 0M-91169 | ASSEMBLY DOOR VENTED VS |  |  | 247.5
| 0M-9117 | BATTERY DISCONN ASSY,400AX7.00 |  |  | 1007.6
| 0M-91171 | KIT NO LVD OPTION (24/1200) |  |  | 40.7
| 0M-91172 | KIT LVD BATTERY (24/1200) |  |  | 730.4
| 0M-91174 | CONVERTER NO OPTION |  |  | 62.7
| 0M-91175 | CONVERTER SHELF KIT |  |  | 929.5
| 0M-91176 | RECTIFIER SPACE KIT |  |  | 84.7
| 0M-91195 | PDF CB ASSY ADD-ON KIT |  |  | 2524.5
| 0M-91196 | PDF COUPLING BUS ADD-ON KIT |  |  | 287.1
| 0M-9120 | RECT SHELF KIT,SEC 1(-48V/1200 |  |  | 1859
| 0M-9125 | BRKR KIT,125-225A |  |  | 106.7
| 0M-91261 | S/A WATER PIPING |  |  | 556.6
| 0M-91262 | S/A GLYCOL PIPING |  |  | 556.6
| 0M-91284 | S/A SELF-CONTAIN PIPING |  |  | 467.5
| 0M-91291 | S/A AIR PIPING |  |  | 467.5
| 0M-91310 | S/A EVAP PIPING |  |  | 467.5
| 0M-9138 | HOUSING ASSY,CKT BRKR |  |  | 15.95
| 0M-91391 | COMMON REF TC 2T (UPFLOW)
| 0M-91400 | S/A TC2-5 DOWNFLOW |  |  | 3723.5
| 0M-91409 | S/A TC2-5 DOWNFLOW PRECOOL |  |  | 7529.5
| 0M-9145 | RECTIFIER SHELF KIT,LOWER |  |  | 4284.5
| 0M-9150 | CONNECTOR ASSY,RIGHT |  |  | 79.2
| 0M-91502 | S/A 2 HP 208-230V/3/60hz |  |  | 1567.5
| 0M-91503 | S/A 2 HP 220V/3/50hz |  |  | 1567.5
| 0M-91504 | S/A 2 HP 380-415V/3/50hz |  |  | 1567.5
| 0M-91505 | S/A 2 HP 460V/3/60hz |  |  | 1567.5
| 0M-91506 | S/A 2 HP 575V/3/60hz |  |  | 1567.5
| 0M-9151 | CONNECTOR ASSY,LEFT |  |  | 83.6
| 0M-91517 | S/A 3/4 HP DIRECT DRIVE 208-230v/1/60HZ
| 0M-91518 | S/A TC4 BLOWER |  |  | 1567.5
| 0M-91519 | S/A TC6-12 BLOWER |  |  | 1567.5
| 0M-91554 | S/A STD CB BUSS MASTER/SLAVE |  |  | 99
| 0M-91593 | S/A CONDENSATE PUMP UPFLOW 208/230V |  |  | 430.1
| 0M-91594 | S/A CONDENSATE PUMP UPFLOW 380/415V |  |  | 430.1
| 0M-91595 | S/A CONDENSATE PUMP UPFLOW 460V |  |  | 430.1
| 0M-91617 | S/A TOP PIPING
| 0M-91618 | S/A BOTTOM PIPING
| 0M-91619 | S/A 3/4 CIRCUIT SETTER
| 0M-91623 | S/A CCT-CW 40T BELT & PULLEYS OPT
| 0M-91624 | S/A CCT-CW 35T BELT & PULLEYS OPT
| 0M-91625 | ASSY (-)48V/RETURN - 1 CTRS (MX28B) |  |  | 213.4
| 0M-9167 | H48T700/2800-EXTENSION UNIT |  |  | 10021
| 0M-9168 | BREAKER KIT,60-100A,4/0 AWG |  |  | 62.7
| 0M-91682 | CM COMMON SUMMARY ALARM |  |  | 229.9
| 0M-9176 | DISPLAY ASSY |  |  | 135.3
| 0M-9185 | MX28B-200A SYSTEM |  |  | 7331.5
| 0M-9187 | MASTER CONT.ASY(MX28) |  |  | 4394.5
| 0M-9188 | RECT.SHELF ASY(MX28) |  |  | 1144
| 0M-9190 | BREAKER KIT,60-100A,#4 AWG |  |  | 53.9
| 0M-9191 | BREAKER KIT,60-100A,#6 AWG |  |  | 71.5
| 0M-9198 | NO LVD (200A) |  |  | 97.9
| 0M-9199 | NO LVD (400A) |  |  | 171.6
| 0M-92032 | 3B UD OPTIONAL REAR RTN WHITE |  |  | 1182.5
| 0M-9205 | MASTER CONT.ASSY(MX28B400-AFC) |  |  | 3360.5
| 0M-92158 | S/A MODBUS/JBUS GATEWAY |  |  | 2574
| 0M-9217 | CNTRL PANEL(MX06) REC/240D |  |  | 517
| 0M-9219 | MOTORIZED CKT BKR WIRING ASSY 100A |  |  | 217.8
| 0M-9220 | 450A DISCONNECT PANEL ASSY |  |  | 3971
| 0M-9221 | MAIN CABINET |  |  | 23600.5
| 0M-9228 | RECT SHELF ASSY |  |  | 7386.5
| 0M-9234 | CONTROL ASSY-EXT BAY |  |  | 1941.5
| 0M-9240 | 48 VERTICAL CB-EXTENSION |  |  | 2904
| 0M-9245 | CB ASSY-4 |  |  | 789.8
| 0M-9248 | MX28B-400 (+27V) |  |  | 7744
| 0M-9249 | CKT BKR ASSY A & B SIDE W/RETURN(10BKRS |  |  | 854.7
| 0M-9250 | CKT BKR PNL ASSY, A AND B SIDE |  |  | 960.3
| 0M-9258 | DOOR ASSY |  |  | 283.8
| 0M-9260 | FUSE ASSY |  |  | 2640
| 0M-92604 | ASY MTR 40 TON PREM EFFICIENCY
| 0M-9261 | FUSE BAY ASSY, 2 (70/600) AMP FUSE |  |  | 4631
| 0M-92615 | ASY 50DF 460V10HP PREM EFF MTR
| 0M-9262 | FUSE KIT (WITHOUT SHUNT) |  |  | 1353
| 0M-92623 | S/A 10HP MOTOR ASSY. |  |  | 2128.5
| 0M-92624 | S/A 10 HP MOTOR 575V |  |  | 2128.5
| 0M-92627 | S/A 12-20 UD HUMID BRKT
| 0M-92638 | S/A COND PUMP DF 230V |  |  | 430.1
| 0M-92640 | S/A COND PUMP 460V |  |  | 430.1
| 0M-92641 | S/A COND PUMP 575V |  |  | 259.6
| 0M-92642 | S/A SHIPPING MATL CCT12-20
| 0M-92643 | S/A SHIPPING MATL CCT25-30
| 0M-92644 | S/A SHIPPING MATL CCT35-40
| 0M-92645 | S/A SHIPPING MATL CCT50-60
| 0M-92646 | S/A 5HP 460V W/FU |  |  | 2128.5
| 0M-92648 | S/A35-40 TON 7-1/2 HP MOTOR |  |  | 1864.5
| 0M-9265 | FUSE ASSY WITH SHUNT |  |  | 2568.5
| 0M-92651 | S/A 25 - 30 UD BLOWER STD |  |  | 517
| 0M-92653 | S/A 7.5 MOTOR TEFC 380/415V 50HZ
| 0M-92657 | S/A 35 TON BLOWERS |  |  | 771.1
| 0M-9266 | FUSE ASSY |  |  | 2436.5
| 0M-92660 | S/A 7.5 HP STANDARD MTR 230/460 V |  |  | 1864.5
| 0M-92661 | S/A 7.5 HP STANDARD MTR 460 V
| 0M-92662 | S/A MOTOR 7.5 HP 575V |  |  | 1864.5
| 0M-92664 | S/A 10 HP MOTOR 208/230 V |  |  | 2128.5
| 0M-92665 | S/A 10 HP MOTOR 575V
| 0M-92667 | S/A REMOTE DISPLAY W/ 50FT CABLE |  |  | 331.1
| 0M-9267 | VERTICAL CB ASSY |  |  | 1014.2
| 0M-9268 | RETURN ASSY |  |  | 273.9
| 0M-9275 | PDF CONTROL ASSY |  |  | 818.4
| 0M-92768 | S/A 60 TON 2 WAY SPR RTN |  |  | 11220
| 0M-92777 | S/A 60 TON 3 WAY SPR RTN |  |  | 11220
| 0M-9278 | CONTROL PANEL ASSEMBLY |  |  | 823.9
| 0M-92792 | S/A TC CW 10-12T FRAME DF |  |  | 4251.5
| 0M-92793 | S/A TC CW 4-8T FRAME REAR RETURN UF |  |  | 4933.5
| 0M-92794 | S/A TC CW 10-12T FRAME REAR RTRN UF |  |  | 5973
| 0M-92796 | S/A TC CW 10-12T FRAME FRNT RTRN UF |  |  | 4895
| 0M-92798 | S/A TC 10-12T BRKT HOSE STMHD UF
| 0M-92805 | S/A RUG REDUNDANT CM-CW |  |  | 1177
| 0M-9281 | LVD KIT (2 LVDùS) |  |  | 2156
| 0M-9282 | KIT, NO LVD |  |  | 95.7
| 0M-9284 | INSULATOR KIT,MX28B-1200 |  |  | 213.4
| 0M-9285 | CIRCUIT BREAKER KIT, 100A MOTORIZE |  |  | 405.9
| 0M-9287 | CIRCUIT BREAKER KIT, 100A (MX28) |  |  | 497.2
| 0M-9288 | CIRCUIT BREAKER KIT, 100A (MX28) |  |  | 552.2
| 0M-92887 | ASY CM15-40 SPT COOLED FLTRRCK
| 0M-9289 | CIRCUIT BREAKER KIT, 100A (MX28) |  |  | 484
| 0M-9292 | CIRCUIT BREAKER KIT 200A (MX28) |  |  | 697.4
| 0M-9293 | CIRCUIT BREAKER KIT 200A (MX28) |  |  | 665.5
| 0M-9294 | CIRCUIT BREAKER KIT 200 AMP (MX06) |  |  | 473
| 0M-9302 | 27V RECTIFIER SHELF ASSY |  |  | 531.3
| 0M-93053 | S/A SHIPPING MATERIAL CM 15-20 SC
| 0M-93054 | S/A SHIPPING MATERIAL CM 25-40 |  |  | 206.8
| 0M-93055 | S/A SHIPPING MATERIAL CM 25-40 SC
| 0M-93056 | S/A SHIPPING MATERIAL CM 50-65 |  |  | 211.2
| 0M-93057 | S/A SHIPPING MATERIAL CM 50-65 SC
| 0M-93058 | S/A MATERIAL SHIPPING CM15-20 |  |  | 196.9
| 0M-93060 | CM50-65 O.5ùù 208-230/3 EVAP |  |  | 2211
| 0M-93065 | S/A TC 8-10T FRAME DF |  |  | 4251.5
| 0M-93069 | S/A TC 8-10T FRAME REAR RTRN UF |  |  | 5973
| 0M-93071 | S/A TC 8-10T FRAME FRONT RTRN UF |  |  | 4895
| 0M-93076 | S/A TC 2-5T FRAME SELF-CNTD RR DSCH |  |  | 4350.5
| 0M-93077 | S/A TC 2-5 FRAME SELF-CNT TOP DISCH |  |  | 4785
| 0M-93078 | S/A TC 8-10 FRAME SELF-CONT RRDISCH |  |  | 6160
| 0M-93079 | S/A TC 8-10 FRAME SELF-CNT TOPDISCH
| 0M-93080 | S/A TC 2T COMPRESSOR 208-230V 1PH |  |  | 2123
| 0M-93081 | S/A TC 2T COMPRESSOR 208-230V 3PH |  |  | 2123
| 0M-93082 | S/A TC 2T COMPRESSOR 460V |  |  | 2123
| 0M-93083 | S/A TC 2T COMPRESSOR 575V |  |  | 2123
| 0M-93088 | S/A TC 5T COMPRESSOR 208-230V 1PH |  |  | 2882
| 0M-93089 | S/A TC 5T COMPRESSOR 208-230V 3PH |  |  | 2882
| 0M-93090 | S/A TC 5T COMPRESSOR 460V |  |  | 2882
| 0M-93091 | S/A TC 5T COMPRESSOR 575V |  |  | 2882
| 0M-93092 | S/A TC 8T COMPRESSOR 208-230V 3PH |  |  | 6853
| 0M-93093 | S/A TC 8T COMPRESSOR 460V |  |  | 6853
| 0M-93094 | S/A TC 8T COMPRESSOR 575V |  |  | 6853
| 0M-93095 | S/A TC 10T COMPRESSOR 208-230V 3PH |  |  | 6924.5
| 0M-93097 | S/A TC 10T COMPRESSOR 575V |  |  | 6924.5
| 0M-93098 | S/A TC 5LB HUMIDIFIER 575V |  |  | 630.3
| 0M-93100 | S/A TC 10LB HUMIDIFIER 380V |  |  | 650.1
| 0M-93101 | S/A 1/2HP 220V 50HZ |  |  | 1353
| 0M-93102 | S/A 1/2HP 220V 50HZ- HIGH CFM |  |  | 1617
| 0M-93103 | S/A 1/2HP 208-230V 60HZ |  |  | 1353
| 0M-93104 | S/A 1/2HP 208-230V 60HZ- HIGH CFM |  |  | 1617
| 0M-93105 | S/A 1/2 HP 380-415V 50HZ |  |  | 1353
| 0M-93106 | S/A 1/2HP 380-415V 50HZ- HIGH CFM |  |  | 1617
| 0M-93107 | S/A 1/2HP 460V 60HZ |  |  | 1353
| 0M-93108 | S/A 1/2HP 460V 60HZ- HIGH CFM |  |  | 1617
| 0M-93109 | S/A 1/2 HP 575V 60HZ |  |  | 1353
| 0M-9311 | 225A DISCONNECT BREAKER PNL ASSY |  |  | 1049.4
| 0M-93110 | S/A 1/2HP 575V 60HZ- HIGH CFM |  |  | 1622.5
| 0M-93111 | S/A 3/4 HP 220V 50HZ
| 0M-93116 | S/A 1 HP 220V 50HZ
| 0M-93117 | S/A 1 HP 220V 50HZ- PREMIUM EFFCNCY |  |  | 1617
| 0M-93121 | S/A 1 HP 208-230V 60HZ-PREM EFFCNCY |  |  | 1617
| 0M-93129 | S/A 1 HP 460V 60HZ PREMIUM EFFCNCY |  |  | 1617
| 0M-93140 | S/A 1-1/2HP 208-230V 60HZ-PRM EFNCY |  |  | 1622.5
| 0M-93141 | S/A 1-1/2HP 208-230V 60HZ- TEFC |  |  | 1622.5
| 0M-93146 | S/A 1-1/2 HP 460V 60HZ- PREM EFFNCY |  |  | 1622.5
| 0M-93147 | S/A 1-1/2 HP 460V 60HZ- TEFC |  |  | 1622.5
| 0M-93151 | S/A 3HP 220V 50HZ |  |  | 1375
| 0M-93154 | S/A 3HP 208-230V 60HZ |  |  | 1353
| 0M-93155 | S/A 3HP 208-230V 60HZ-PREM EFFNCY |  |  | 1617
| 0M-93157 | S/A 3HP 380-415V 50HZ |  |  | 1353
| 0M-9316 | 10 FUSE CABINET/4800 |  |  | 14800.5
| 0M-93160 | S/A 3HP 460V 60HZ |  |  | 1353
| 0M-93161 | S/A 3HP 460V 60HZ-PREM EFFNCY |  |  | 1617
| 0M-93162 | S/A 3HP 460V 60HZ- TEFC
| 0M-93163 | S/A 3HP 575V 60HZ |  |  | 1353
| 0M-93164 | S/A 3HP 575V 60HZ- PREM EFFNCY |  |  | 1617
| 0M-93165 | S/A 3HP 575V 60HZ- TEFC |  |  | 1617
| 0M-93166 | S/A 5HP 220V 50HZ |  |  | 1353
| 0M-9317 | BATTERY DISCONNECT CABINET |  |  | 11929.5
| 0M-93170 | S/A 5HP 208-230V 60HZ-PREM EFFNCY |  |  | 1617
| 0M-93171 | S/A 5HP 208-230V 60HZ- TEFC |  |  | 1617
| 0M-93172 | S/A 5HP 380-415V 50HZ |  |  | 1353
| 0M-93174 | S/A 5HP 380-415V 50HZ- TEFC |  |  | 1617
| 0M-93175 | S/A 5HP 460V 60HZ |  |  | 1353
| 0M-93176 | S/A 5HP 460V 60HZ-PREM EFFNCY |  |  | 1617
| 0M-93177 | S/A 5HP 460V 60HZ- TEFC |  |  | 1617
| 0M-93178 | S/A 5HP 575V 60HZ |  |  | 1353
| 0M-93179 | S/A 5HP 575V 60HZ- PREM EFFNCY |  |  | 1617
| 0M-93180 | S/A 5HP 575V 60HZ- TEFC
| 0M-93187 | ASSY PNL CM15-20 ELEC BX
| 0M-93191 | ASSY PNL CM25 S ELEC BX
| 0M-93197 | S/A 5T W/G VLV/COIL 1 3WAY 350PSI |  |  | 1699.5
| 0M-93198 | S/A TC 8T W/G VLV/COIL 1 2WAY |  |  | 1402.5
| 0M-93199 | S/A TC 8T W/G VLV/COIL 1 3WAY |  |  | 1776.5
| 0M-93200 | S/A 8T W/G VLV/COIL 1 2WAY 350PSI |  |  | 1991
| 0M-93201 | S/A 8T W/G VLV/COIL 1 3WAY 350PSI |  |  | 2172.5
| 0M-93202 | S/A TC 10T W/G VLV/COIL 1-1/4 2WAY |  |  | 1468.5
| 0M-93203 | S/A TC 10T W/G VLV/COIL 1-1/4 3WAY |  |  | 1842.5
| 0M-93204 | S/A 10T WG VLV/CL 1-1/4 2WAY 350PSI |  |  | 2172.5
| 0M-93205 | S/A 10T WG VLV/CL 1-1/4 3WAY 350PSI |  |  | 2249.5
| 0M-93206 | S/A TC 5T COMMON REFRIGERATION
| 0M-93208 | S/A TC 2T COMMON REFRIGERATION
| 0M-93209 | S/A TC 8T COMMON REFRIGERATION
| 0M-93213 | S/A TC 8-10T W/ BYPASS |  |  | 584.1
| 0M-93214 | S/A TC 8-10T W/REM HI PRESS |  |  | 418
| 0M-93215 | S/A TC 8-10T REM HI PRESS & BYPASS |  |  | 996.6
| 0M-93216 | S/A TC AIRCOOLED RECEIVER 5X10
| 0M-93217 | S/A TC AIRCOOLED RECEIVER 6X18
| 0M-93218 | S/A TC REFRIGERANT W/PRESS GAGES
| 0M-93225 | S/A TC 8-10T UF 7.5KW/1STG 208/230 |  |  | 237.6
| 0M-93227 | S/A TC 8-10T UF 7.5KW/1STG 380/415 |  |  | 237.6
| 0M-93229 | S/A TC 8-10T UF 7.5KW/1STG 460V |  |  | 237.6
| 0M-93233 | S/A TC 8-10T DF 7.5KW/1STG 208/230 |  |  | 237.6
| 0M-93235 | S/A TC 8-10T DF 7.5KW/1STG 380/415 |  |  | 237.6
| 0M-93237 | S/A TC 8-10T DF 7.5KW/1STG 460V |  |  | 237.6
| 0M-93239 | S/A TC 8-10T DF 7.5KW/1STG 575V |  |  | 237.6
| 0M-93241 | S/A TC 8-10T UF 10KW/1STG 208/230 |  |  | 303.6
| 0M-93243 | S/A TC 8-10T UF 10KW/1STG 380/415 |  |  | 303.6
| 0M-93245 | S/A TC 8-10T UF 10KW/1STG 460V |  |  | 303.6
| 0M-93247 | S/A TC 8-10T UF 10KW/1STG 575V |  |  | 303.6
| 0M-93249 | S/A TC 8-10T DF 10KW/1STG 208/230 |  |  | 303.6
| 0M-93251 | S/A TC 8-10T DF 10KW/1STG 380/415 |  |  | 303.6
| 0M-93253 | S/A TC 8-10T DF 10KW/1STG 460V |  |  | 303.6
| 0M-93255 | S/A TC 8-10T DF 10KW/1STG 575V |  |  | 303.6
| 0M-93257 | S/A TC 8-10T UF 7.5KW/2STG 208/230 |  |  | 259.6
| 0M-93259 | S/A TC 8-10T UF 7.5KW/2STG 380/415 |  |  | 259.6
| 0M-93261 | S/A TC 8-10T UF 7.5KW/2STG 460V |  |  | 259.6
| 0M-93263 | S/A TC 8-10T UF 7.5KW/2STG 575V |  |  | 259.6
| 0M-93265 | S/A TC 8-10T DF 7.5KW/2STG 208/230 |  |  | 259.6
| 0M-93267 | S/A TC 8-10T DF 7.5KW/2STG 380/415 |  |  | 259.6
| 0M-93269 | S/A TC 8-10T DF 7.5KW/2STG 460V |  |  | 259.6
| 0M-93271 | S/A TC 8-10T DF 7.5KW/2STG 575V |  |  | 259.6
| 0M-93272 | S/A TC 5T UF 10KW/2STG 208/230 |  |  | 336.6
| 0M-93273 | S/A TC 8-10 10KW/2STG 208/230 |  |  | 336.6
| 0M-93274 | S/A TC 5T UF 10KW/2STG 380/415 |  |  | 336.6
| 0M-93275 | S/A TC 8-10T UF 10KW/2STG 380/415 |  |  | 336.6
| 0M-93276 | S/A TC 5T UF 10KW/2STG 460V |  |  | 336.6
| 0M-93277 | S/A TC 8-10T UF 10KW/2STG 460V |  |  | 336.6
| 0M-93278 | S/A TC 5T UF 10KW/2STG 575V |  |  | 336.6
| 0M-93279 | S/A TC 8-10T UF 10KW/2STG 575V |  |  | 336.6
| 0M-93280 | S/A TC 5T DF 10KW/2STG 208/230 |  |  | 336.6
| 0M-93281 | S/A TC 8-10T DF 10KW/2STG 208/230 |  |  | 336.6
| 0M-93282 | S/A TC 5T DF 10KW/2STG 380/415 |  |  | 336.6
| 0M-93283 | S/A TC 8-10T DF 10KW/2STG 380/415 |  |  | 336.6
| 0M-93284 | S/A TC 5T DF 10W/2STG 460V |  |  | 336.6
| 0M-93285 | S/A TC 8-10T DF 10KW/2STG 460V |  |  | 336.6
| 0M-93286 | S/A TC 5T DF 10KW/2STG 575V |  |  | 336.6
| 0M-93287 | S/A TC 8-10T DF 10KW/2STG 575V |  |  | 336.6
| 0M-93289 | S/A TC 10 TON COMPRESSOR 460V |  |  | 6924.5
| 0M-93292 | S/A TC CW 10-12T COIL/2-WAY VALVE |  |  | 655.6
| 0M-93295 | S/A TCCW 10-12 COIL/SPRNG RTRN 2WAY |  |  | 786.5
| 0M-93298 | S/A TC CW 10-12T COIL/3-WAY VALVE |  |  | 1024.1
| 0M-93301 | S/A TCCW 10-12 COIL/SPRNG RTRN 3WAY |  |  | 1155
| 0M-93302 | S/A TC 10-12T 7.5KW/1STG 208/230 |  |  | 237.6
| 0M-93306 | S/A TC 10-12T 7.5KW/1STG 460 |  |  | 237.6
| 0M-93308 | S/A TC 10-12T 7.5KW/1STG 575V |  |  | 237.6
| 0M-93310 | S/A TC 10-12T DF 7.5KW/1STG 208/230 |  |  | 237.6
| 0M-93312 | S/A TC 10-12T DF 7.5KW/1STG 380/415 |  |  | 237.6
| 0M-93314 | S/A TC 10-12T DF 7.5KW/1STG 460V |  |  | 237.6
| 0M-93316 | S/A TC 10-12T DF 7.5KW/1STG 575V |  |  | 237.6
| 0M-93317 | S/A TC 4-8T UF 10KW/1STG 208/230 |  |  | 315.7
| 0M-93318 | S/A TC 10-12T UF 10KW/1STG 208/230 |  |  | 303.6
| 0M-93319 | S/A TC 4-8T UF 10KW/1STG 380/415 |  |  | 315.7
| 0M-93320 | S/A TC 10-12T UF 10KW/1STG 380/415 |  |  | 303.6
| 0M-93321 | S/A TC 4-8T UF 10KW/1STG 460V |  |  | 315.7
| 0M-93322 | S/A TC 10-12T UF 10KW/1STG 460V |  |  | 303.6
| 0M-93323 | S/A TC 4-8T UF 10KW/1STG 575V |  |  | 315.7
| 0M-93324 | S/A TC 10-12T UF 10KW/1STG 575V |  |  | 303.6
| 0M-93325 | S/A TC 4-8T DF 10KW/1STG 208/230 |  |  | 315.7
| 0M-93326 | S/A TC 10-12T DF 10KW/1STG 208/230 |  |  | 303.6
| 0M-93327 | S/A TC 4-8T DF 10KW/1STG 380/415 |  |  | 315.7
| 0M-93328 | S/A TC 10-12T DF 10KW/1STG 380/415 |  |  | 303.6
| 0M-93329 | S/A TC 4-8T DF 10KW/1STG 460V |  |  | 315.7
| 0M-93330 | S/A TC 10-12T DF 10KW/1STG 460V |  |  | 303.6
| 0M-93331 | S/A TC 4-8T DF 10KW/1STG 575V |  |  | 315.7
| 0M-93332 | S/A TC 10-12T DF 10KW/1STG 575V |  |  | 303.6
| 0M-93334 | S/A TC 10-12T 7.5KW/2STG 208/230 |  |  | 259.6
| 0M-93336 | S/A TC 10-12T 7.5KW/2STG 380/415 |  |  | 259.6
| 0M-93338 | S/A TC 10-12T 7.5KW/2STG 460 |  |  | 259.6
| 0M-93340 | S/A TC 10-12T 7.5KW/2STG 575V |  |  | 259.6
| 0M-93342 | S/A TC 10-12T 7.5KW/2STG 208/230 |  |  | 259.6
| 0M-93344 | S/A TC 10-12T DF 7.5KW/2STG 380/415 |  |  | 259.6
| 0M-93346 | S/A TC 10-12T DF 7.5KW/2STG 460V |  |  | 259.6
| 0M-93348 | S/A TC 10-12T DF 7.5KW/2STG 575V
| 0M-93349 | S/A TC 4-8T UF 10KW/2STG 208/230 |  |  | 551.1
| 0M-93350 | S/A TC 10-12T UF 10KW/2STG 208/230 |  |  | 336.6
| 0M-93351 | S/A TC 6-8T UF 10KW/2STG 380/415 |  |  | 551.1
| 0M-93352 | S/A TC 10-12T UF 10KW/2STG 380/415 |  |  | 336.6
| 0M-93353 | S/A TC 6-8T UF 10KW/2STG 460V |  |  | 551.1
| 0M-93354 | S/A TC 10-12T UF 10KW/2STG 460V |  |  | 336.6
| 0M-93355 | S/A TC 6-8T 10KW/2STG 575V |  |  | 551.1
| 0M-93356 | S/A TC 10-12T UF 10KW/2STG 575V |  |  | 336.6
| 0M-93357 | S/A TC 6-8T DF 10KW/2STG 208/230 |  |  | 551.1
| 0M-93358 | S/A TC 10-12T DF 10KW/2STG 208/230 |  |  | 336.6
| 0M-93359 | S/A TC 6-8T DF 10KW/2STG 380/415 |  |  | 551.1
| 0M-93360 | S/A TC 10-12 DF 10KW/2STG 380/415 |  |  | 336.6
| 0M-93361 | S/A TC 6-8T DF 10KW/2STG 460V |  |  | 551.1
| 0M-93362 | S/A TC 10-12T DF 10KW/2STG 460V |  |  | 336.6
| 0M-93363 | S/A TC 6-8T DF 10KW/2STG 575V |  |  | 551.1
| 0M-93364 | S/A TC 10-12 DF 10KW/2STG 575V |  |  | 336.6
| 0M-93365 | S/A TC 4-8T HOTGAS REHEAT |  |  | 732.6
| 0M-93366 | S/A TC 10-12T HOTGAS REHEAT |  |  | 336.6
| 0M-93367 | S/A TC 4-8T HOTWATER RHT W/SOLENOID |  |  | 974.6
| 0M-93368 | S/A TC 10-12T HOTWTR RHT W/SOLENOID |  |  | 974.6
| 0M-93370 | S/A TC 10-12T HOTWTR RHT 2WAY MOD |  |  | 1098.9
| 0M-93372 | S/A TC 10-12T HOTWTR RHT 3WAY MOD |  |  | 1226.5
| 0M-93374 | S/A TC 10-12T HTWTR RHT ON/OFF |  |  | 974.6
| 0M-93376 | S/A TC 10-12T STEAM REHEAT |  |  | 974.6
| 0M-93377 | S/A TC 4-8T SCR REHEAT- LOW VOLTAGE
| 0M-93378 | S/A TC 10-12T SCR REHEAT-LOW VOLT
| 0M-93379 | S/A TC 4-8T SCR REHEAT-HIGH VOLT
| 0M-93380 | S/A TC 10-12T SCR REHEAT-HIGH VOLT
| 0M-93393 | S/A TC 8-10T HOTGAS REHEAT |  |  | 732.6
| 0M-93395 | S/A TC 8-10T HOTWTR REHEAT-SOLENOID |  |  | 974.6
| 0M-93397 | S/A TC 8-10T HOTWTR RHT 2-WAY MOD |  |  | 1098.9
| 0M-93399 | S/A TC 8-10T HOTWTR RHT 3-WAY MOD |  |  | 1226.5
| 0M-93401 | S/A TC 8-10T HOTWTR RHT ON/OFF |  |  | 974.6
| 0M-93403 | S/A TC 8-10T STEAM REHEAT |  |  | 974.6
| 0M-93405 | S/A TC 8-10T SCR REHEAT LOW VOLTAGE |  |  | 1204.5
| 0M-93407 | S/A TC 8-10T SCR RHT HIGH VOLTAGE |  |  | 1204.5
| 0M-93408 | S/A TC 2T W/G VLV/COIL 1/2 2WAY |  |  | 907.5
| 0M-93409 | S/A TC 2T W/G VLV/COIL 1/2 3WAY |  |  | 1276
| 0M-93410 | S/A 2T W/G VLV/COIL 1/2 2WAY 350PSI |  |  | 1545.5
| 0M-93411 | S/A 2T W/G VLV/COIL 1/2 3WAY 350PSI |  |  | 1672
| 0M-93416 | S/A TC 5T W/G VLV/COIL 1 2WAY |  |  | 947.1
| 0M-93417 | S/A TC 5T W/G VLV/COIL 1 3WAY |  |  | 1309
| 0M-93418 | S/A 5T W/G VLV/COIL 1 2WAY 350PSI |  |  | 1573
| 0M-93419 | S/A TC 8-10T BRKT HOSE STMHD UF
| 0M-93422 | S/A TC CW 10-12T BRKT HOSE STMHD DF |  |  | 573.1
| 0M-93423 | S/A TC 8-10T BRKT HOSE STMHD DF
| 0M-93427 | S/A TC 5LB HUMIDIFIER 380V |  |  | 630.3
| 0M-93465 | CM50-65 DUCTED 4ùù 65% FLTR DX |  |  | 1545.5
| 0M-9772 | ASSY,RECTIFIER,48V100A |  |  | 776.6
| 0M-E8THSBC3000 | EPS SERIES IP SBC SQD 3000A CABINET
| 0M-E8TP750G-US | 750 KVA 480V PARALLEL MULTI MODULE USA
| 0M-TMRAE12800 | PCA UTALK |  |  | 192.5
| 0M-TMRAE173127 | PCA JBUS RS485 |  |  | 305.8
| 0M-TMRAE50430701 | PCBA COM JBUS (BALI) QTY 2 |  |  | 533.5
| 0M-TMRAL011 | CABLES FOR TFO CUBICLE |  |  | 1171.5
| 0M-TMRAL012 | CABLES FOR BATTERY CUBICLE |  |  | 997.7
| 0N-0154 | S/A CW CM50-65 460V OPT BLWR & 2HP MTR |  |  | 2150.5
| 0P4533B | ASSY SBP CAN I/O FOR BV |  |  | 1419
| 0P9115 | ASSY,PCB,MASTER CONTROLLER |  |  | 1644.5
| 0P9127 | ASSY,DSPL/MEM SW/LVD,24/48 |  |  | 951.5
| 0P9131 | MX28 C/B BACKPLANE |  |  | 154
| 0P9136 | COMPONENT ASSY LVD CONTROL CARD (-48V) |  |  | 117.7
| 0P9137 | LVD CONTROL CARD |  |  | 1.98
| 0P9139 | PWB ASSY-GMT |  |  | 2.31
| 0P9154 | CCA-LVD CONTROL CARD |  |  | 2.31
| 0P9163 | CCA-MX06 W/60A BREAKER |  |  | 2.31
| 0P9165 | WIRING ASSY LVD CONTROL PCB (-48V) |  |  | 167.2
| 0P9166 | WIRING ASSY LVD CONTROL PCB (-48V) |  |  | 148.5
| 0S-E6TDOCOPT004 | UPS 375KVA PARALLEL MODULE |  |  | 39.6
| 0W90173 | CABLE ASSY, POWER MXO6B |  |  | 130.9
| 0W90186 | CABLE PWR L5-20PR 12/3AWG |  |  | 62.7
| 0W90197 | ASSY CABLE-MX06-100/BATT |  |  | 143
| 0W90198 | ASSY CABLE-MX06-100/NEG BUS |  |  | 143
| 0W90199 | ASSY CABLE-MX06-100/RTN BUS |  |  | 143
| 0W9138 | PROBE,TEMP.,BATTERY 15 FT |  |  | 38.5
| 0W9139 | PROBE,TEMP.,BATTERY 50 FT |  |  | 86.9
| 0W9335 | RESISTOR CABLE-RED |  |  | 14.025
| 0W9336 | RESISTOR CABLE-WHITE |  |  | 23.925
| 0W9428 | WA,CB TIER, SENSING |  |  | 58.3
| 0W9440 | POWER WIRE |  |  | 71.5
| 0W9441 | POWER WIRE(MX28) |  |  | 71.5
| 0W9442 | POWER WIRE (MX28B400) |  |  | 71.5
| 0W9443 | POWER WIRE (MX28B400-AFC) |  |  | 71.5
| 0W9444 | POWER WIRE |  |  | 71.5
| 0W9445 | POWER CABLE(MX28B400-AFC) |  |  | 71.5
| 0W9446 | POWER CABLE |  |  | 71.5
| 0W9449 | RIBBON CABLE FLT TO RND 20 26P CONN T |  |  | 17.875
| 0W9450 | RIBBON CABLE FLT 15 14P CONN TO 14P C |  |  | 17.875
| 0W9452 | RIBBON CABLE (MX28) |  |  | 9.79
| 0W9453 | RIBBON CABLE (MX28) |  |  | 7.92
| 0W9455 | WIRE ASSY MX28B 6P POWER CABLE |  |  | 23.925
| 0W9456 | RECT.CONTROL WIRE (MX28) |  |  | 8.91
| 0W9459 | CABLE RIBBON 10POS 7 10P CONN/10P CON |  |  | 7.92
| 0W9460 | RECT.CONTROL(2ND SHELF)MX28B400 |  |  | 195.8
| 0W9469 | RECTIFIER CONTROL(MX28B150) |  |  | 93.5
| 0W9470 | POWER CABLE,BATT.INPUT(MX28B150) |  |  | 31.9
| 0W9471 | POWER CABLE,BATT.RETURN(MX28B150) |  |  | 34.1
| 0W9477 | RETURN CABLE |  |  | 14.025
| 0W9485 | WIRE #10 GRN/YEL 5.9 #6RNG TERM / #6 |  |  | 1.98
| 0W9487 | CONTROL CARD CABLE NO.2 ROHS |  |  | 26.675
| 0W9489 | RECTIFIER CONTROL |  |  | 187
| 0W9490 | RECTIFIER CONTROL |  |  | 200.2
| 0W9491 | RECTIFIER CONTROL |  |  | 180.4
| 0W9494 | DC POWER CABLE |  |  | 277.2
| 0W9814 | WIRE #22 TP 1.5 TPI GRN & BLK 0.093 SKT |  |  | 56.1
| 0W9815 | WIRE #22 BLK 6 0.093 SKT / 0.093 SKT |  |  | 56.1
| 0W9816 | AC CABLE (MX28) |  |  | 22.275
| 0W9817 | WIRE ASSEMBLY RELAY OUTPUT(MX28) |  |  | 7.92
| 0W9818 | RECT.SENSE CABLE (MX28) |  |  | 17.875
| 0W9821 | WIRE#10 RED 36 #6RNG TERM/CUT |  |  | 1.98
| 0W9822 | WIRE#10 BLK 36 #6RNG TERM/CUT |  |  | 1.98
| 0W9823 | WIRE#10 GRN/YEL 36 #6RNG TERM/CUT |  |  | 1.98
| 0W9824 | WIRE #10 RED 5.9 #6 RNG TERM / #6 RNG |  |  | 1.98
| 0W9825 | WIRE #10 BLK 5.9 #6 RNG TERM / #6 RNG |  |  | 1.98
| 0W9826 | JUMPER CABLE |  |  | 1.98
| 0W9827 | WIRE #12 GRN/YEL 28 CUT / CUT |  |  | 14.025
| 0W9828 | WIRE #12 GRN/YEL 43 CUT/ CUT |  |  | 15.95
| 0W9829 | WIRE #12 GRN/YEL 52 CUT / CUT |  |  | 15.95
| 0W9830 | CONTROL CABLE |  |  | 17.875
| 0W9835 | CB SENSE |  |  | 17.875
| 0W9836 | DC/DC CABLE |  |  | 39.6
| 0W9837 | EXTENSION CABLE |  |  | 44
| 0W9838 | RIBBON CABLE FLT 44 26P CONN T0 26P C |  |  | 20.075
| 0W9841 | CB/SHUNT CABLE |  |  | 49.5
| 0W9842 | CABLE ASSEMBLY, BATTERY |  |  | 22
| 0W9844 | CABLE ASSEMBLY, MX06 POWER (D.C.) |  |  | 38.5
| 0W9845 | CABLE ASSEMBLY, MX06 POWER (- D.C. |  |  | 39.6
| 0W9846 | CABLE ASSEMBLY, BATTERY (MX28) |  |  | 49.5
| 0W9847 | CABLE ASSY,D.C. (MX28 |  |  | 168.3
| 0W9848 | CABLE ASSY, D.C. (MX28) |  |  | 150.7
| 0W9849 | CABLE ASSY, D.C. (MX28) |  |  | 135.3
| 0W9850 | CABLE ASSY, -D.C. (MX28) |  |  | 168.3
| 0W9851 | CABLE ASSY, -D.C. (MX28) |  |  | 145.2
| 0W9852 | CABLE ASSY, -D.C. (MX28) |  |  | 128.7
| 0W9853 | RESISTOR CABLE-PURPLE |  |  | 23.925
| 0W9854 | RESISTOR CABLE-BROWN |  |  | 23.925
| 0W9855 | RESISTOR CABLE-BLUE |  |  | 23.925
| 0W9856 | RESISTOR CABLE-YELLOW |  |  | 23.925
| 0W9857 | RESISTOR CABLE-GREEN |  |  | 23.925
| 0W9858 | RESISTOR CABLE-ORANGE |  |  | 14.025
| 0W9859 | RESISTOR CABLE-BLACK |  |  | 23.925
| 0W9867 | RIBBON CABLE CONTROLLER |  |  | 25.85
| 1069 | APC BNC male twist on connector for RG58 PVC. |  |  | 2.31
| 129-0273 | RES CARB FLM 1/2W 5% 27KOHM |  |  | 1.98
| 137-9000 | SHUNT-500AMP,50MV |  |  | 58.3
| 137-9005 | SHUNT,DC,100A,50MV |  |  | 22
| 137-9010 | SHUNT,400A,50MV |  |  | 41.8
| 1VDF350GJJG/K | 36-75VDC INPUT KESTREL |  |  | 1243
| 1VWS400N/4J | POWER SUPPLY 400WATT |  |  | 676.5
| 1WS100S54/FL | WALL MTG 100W SYS SW LVD, 1R |  |  | 1661
| 1WS100S54/FLL | WALL MTG 100/200W SYS SW LVD,2R |  |  | 1199
| 1WS200S54/FLL | WALL MTG 200/400W SYS SW LVD,2R |  |  | 2568.5
| 47110 | basic frame Masterpact NT06H1 630 A 3P fixed |  |  | 1.54
| 516-4039 | FUSE, DUAL ELEM. 600V 45A |  |  | 16.23
| 516-4133 | FUSEBLCK R 1P SR 600V 31-60A |  |  | 25.3
| 516-9128 | FUSE,GMT TYPE,1-1/3A |  |  | 6.71
| 530-9104 | 225A C/B ,/ BUS BAR CONN |  |  | 205.7
| 530-9105 | CIR.BRKR,1 POLE,100A |  |  | 58.3
| 530-9106 | CIRCUIT BREAKER,100A,MOTOR |  |  | 187
| 530-9109 | C/B-100A,1/4-20THD,AUX-SW |  |  | 160.6
| 530-9110 | C/B-50A,10-32THD,AUX-SW |  |  | 58.3
| 530-9111 | C/B-30A,10-32THD,AUX-SW |  |  | 51.7
| 530-9112 | C/B-20A,10-32THD,AUX-SW |  |  | 51.7
| 530-9113 | C/B-10A,10-32THD,AUX-SW |  |  | 51.7
| 530-9114 | C/B-40A,10-32,AUX-SW |  |  | 51.7
| 530-9121 | LVD,1200A, 60V AUX SW, DIODE |  |  | 313.5
| 701-2017 | TS RECP RD |  |  | 2.64
| 701-3522 | TS Ring tongue YE |  |  | 1.98
| 701-3525 | TS Ring tongue OTH |  |  | 1.98
| 701-3527 | TS Ring tongue OTH |  |  | 2.64
| 701-3528 | TS Ring tongue YE |  |  | 1.98
| 701-3529 | TS Ring tongue OTH |  |  | 2.64
| 701-3530 | TS RECP RD |  |  | 1.98
| 701-3531 | TS Ring tongue YE |  |  | 1.98
| 701-3534 | TS Industrial lug BU |  |  | 5.94
| 701-3535 | TERM RING,#10 STUD,12-10AWG UN |  |  | 1.98
| 701-3537 | TS Industrial lug BN |  |  | 12.1
| 701-3540 | LUG,2H,1/4BOLT,#1AWG,5/8CTR,GR |  |  | 1.98
| 701-3544 | LUG,2H,1/4 BOLT,4/0AWG,3/4CTR |  |  | 15.95
| 701-3547 | LUG,2H,1/4 BOLT,2/0AWG,3/4CTR |  |  | 23.925
| 701-3548 | TS Ring tongue OTH |  |  | 1.98
| 701-3549 | LUG,2H,1/4 BOLT,1/0AWG,5/8CTR |  |  | 12.1
| 701-3550 | CONN,CAP,6POS |  |  | 1.98
| 701-3551 | TS Insulated quick disconnect RD |  |  | 1.98
| 701-3552 | TERM RING #10 STUD 8 AWG UNINSULATED ROH |  |  | 1.98
| 701-3553 | TERM RING,#1/4STUD,8AWG UNINSU |  |  | 1.98
| 701-3556 | LUG 2 X 1/4 HOLE #4AWG GREY |  |  | 12.1
| 701-3559 | LUG,2H,3/8 BOLT,1/0AWG,1"CTRS |  |  | 15.95
| 701-3560 | TS Industrial lug BU |  |  | 7.92
| 701-3563 | TERM RING,#10,22-18AWG,INSUL |  |  | 1.98
| 701-3564 | TS Industrial lug GRY |  |  | 3.96
| 701-3566 | TS Industrial lug OTH |  |  | 19.8
| 701-3567 | TERM. BLK,6 POS,8-24AWG,50A |  |  | 15.95
| 701-3568 | TS Ring tongue RD |  |  | 1.98
| 701-3569 | TERM RING #8 10-12AWG YEL NYL INSL |  |  | 1.98
| 701-3571 | TS Industrial lug OTH |  |  | 7.92
| 701-3572 | LUG,2H,3/8 BOLT,1/0 WELD,1 CTR,BLK |  |  | 14.025
| 701-3601 | CONTCT .093 SCKT LSE 22-24AWG |  |  | 1.98
| 715-3047 | CONN DISW 6.35mm PLUG Not Applicable 15 |  |  | 1.98
| 715-3048 | CONN DISW 4.14mm FMLE Not Applicable 8 2 |  |  | 1.98
| 715-3051 | CONN,CAP KIT,15POS,NO PINS |  |  | 1.98
| 715-3053 | CONN IDC 2.54mm MALE Gold 10 2 x 5 IDC P |  |  | 5.94
| 715-3055 | CONN DISW 4.2mm FMLE Not Applicable 9 3 |  |  | 1.98
| 715-3056 | CONN DISW 4.2mm FMLE Not Applicable 12 3 |  |  | 1.98
| 715-3058 | CONN DISW 4.2mm PLUG Not Applicable 3 1 |  |  | 1.98
| 715-3059 | CONN DISW 4.2mm PLUG Not Applicable 4 2 |  |  | 1.98
| 715-3060 | CONN DISW 4.2mm PLUG Not Applicable 6 2 |  |  | 1.98
| 715-3061 | CONN DISW 4.2mm PLUG Not Applicable 9 3 |  |  | 1.98
| 715-3062 | CONN DISW 4.2mm PLUG Not Applicable 12 3 |  |  | 1.98
| 715-3063 | TS Pin contact OTH |  |  | 1.98
| 715-3064 | TS RECP _ OTH |  |  | 3.96
| 715-3065 | TS Pin contact OTH |  |  | 1.98
| 715-3066 | TS RECP OTH |  |  | 5.94
| 715-3069 | CONN,10PIN,RIBBON |  |  | 1.98
| 715-3070 | CONN,14 PIN RIBBON |  |  | 1.98
| 715-3071 | CONNECTOR,16 PIN, RIBBIN |  |  | 1.98
| 715-3076 | CONN.PLUG KIT,4 POS,NO PINS |  |  | 1.98
| 715-3077 | CONN DISW 6.35mm PLUG Not Applicable 9 3 |  |  | 1.98
| 715-3079 | CONN,PLUG KIT,4POS,NO PINS |  |  | 1.98
| 715-3080 | CONN,PLUG KIT,6 POS,NO PINS |  |  | 1.98
| 715-3081 | CONN DISW 6.35mm FMLE Not Applicable 9 3 |  |  | 1.98
| 715-3082 | CONN CAP KIT,12POS,NO PINS |  |  | 1.98
| 715-3083 | CONN DISW 4.14mm FMLE Not Applicable 10 |  |  | 1.98
| 715-3092 | CONN DISW 98mm FMLE Not Applicable 1 1 x |  |  | 1.98
| 715-7002 | SMARTKEY,1LINE
| 724-2026 | CONNECTOR,MATE-IN-LOCK |  |  | 5.94
| 726-0072 | CONNECTOR POWER 75A BLUE PP75 ROHS |  |  | 8.03
| 726-0073 | CONNECTOR POWER 75A BLACK PP75 ROHS |  |  | 8.03
| 726-0074 | CONNECTOR POWER 120A BLUE PP120 ROHS |  |  | 23.925
| 726-0075 | CONNECTOR POWER 120A BLACK PP120 ROHS |  |  | 23.925
| 726-0076 | POWER CONNECTOR 30A PP30-BLUE ROHS |  |  | 1.98
| 726-0077 | POWER CONNECTOR 30A PP30-BLACK ROHS |  |  | 1.98
| 726-0078 | BUSHING,6 AWG |  |  | 3.96
| 730-0074 | TERM BLK-SERIES 142,6 POS,8-32 |  |  | 7.92
| 730-0076 | MARKER STRIP-SERIES 150,2 POS |  |  | 1.98
| 730-0080 | PCB Terminal Block |  |  | 1.98
| 730-0133 | PTB SCWT 15.88mm OTH FMLE SCW 10 2X10 PA |  |  | 34.1
| 730-0136 | PTB SCWT 15.88mm OTH FMLE SCW 7 2X7 PA |  |  | 17.875
| 770-0202 | 2-P,3-W,GROUNDING PLUG,15A-125VAC |  |  | 14.03
| 827-0070 | PLUG PLSTC CKT BRKR PANEL |  |  | 4.51
| 870-1965 | BRACKET MTG 19.0/23.0 ADAPTER |  |  | 15.95
| 870-8094-001 | FLANGE MOUNTING 42U BLACK |  |  | 35.2
| 870-8130A-001 | BRKT RKMNT KVM SWTCH BLK |  |  | 11.55
| 870-90035 | 84 FRAME-WELDMENT,3000A SYS |  |  | 639.1
| 870-90040 | AC INPUT BRACKET |  |  | 25.85
| 870-90042 | ADJUSTMENT ANGLE |  |  | 14.025
| 870-90050 | BLANK PANEL |  |  | 8.91
| 870-90051 | BLANK PANEL |  |  | 31.9
| 870-90053 | BLANK PANEL 10.5 |  |  | 81.4
| 870-90086 | BRKT,SUPPORT,LEFT,LVD #2 |  |  | 17.875
| 870-90112 | CB GUARD, 10 BREAKER |  |  | 17.875
| 870-90113 | CB MOUNTING-LEFT SIDE |  |  | 38.5
| 870-90114 | CB MOUNTING-LEFT SIDE,SINGLE |  |  | 25.85
| 870-90116 | CB/GMT BKT |  |  | 31.9
| 870-90117 | CB/GMT COVER |  |  | 64.9
| 870-90118 | CHASSIS, 10/10 BREAKER |  |  | 83.6
| 870-90120 | CHASSIS-10/10 W/RETURN |  |  | 71.5
| 870-90147 | COVER-MX28-400-AFC |  |  | 176
| 870-90159 | FRAME-200A RECTIFIER |  |  | 204.6
| 870-90160 | FRAME-400A RECTIFIER |  |  | 228.8
| 870-90167 | FRONT PANEL, 10/10 BREAKER |  |  | 41.8
| 870-90169 | FRONT PANEL-10/10 W/RETURN |  |  | 44
| 870-90170 | FRONT PANEL-24V BKR W/RETURN |  |  | 68.2
| 870-90174 | GMT BKT |  |  | 24.475
| 870-90175 | GMT MODULE CHASSIS |  |  | 100.1
| 870-90176 | GUIDE, RECTIFIER METAL |  |  | 20.075
| 870-90182 | MASTER CONTROLLER FRAME |  |  | 69.3
| 870-90185 | MOUNTING ANGLE-BATTERY TRAY |  |  | 15.95
| 870-90187 | MOUNTING BRACKET-FRONT(L) |  |  | 23.925
| 870-90188 | MTG BKT,CB (6 DBL) |  |  | 68.2
| 870-90189 | MTG BKT,CKT BKR PNL(ALTERED) |  |  | 29.7
| 870-90204 | PANEL,1-3/4 BLANK |  |  | 28.6
| 870-90209 | PANEL-400 AMP 8.75 |  |  | 73.7
| 870-90212 | PCB BRACKET LEFT ROHS |  |  | 28.6
| 870-90213 | PCB BRACKET RIGHT ROHS |  |  | 28.6
| 870-90224 | CIRCUIT BREAKER COVER 3.44 X 1.44 |  |  | 20.075
| 870-90229 | PWB BRACKET |  |  | 36.3
| 870-90234 | REAR PANEL |  |  | 122.1
| 870-90235 | REAR RECT BKT-LEFT |  |  | 75.9
| 870-90236 | REAR RECT BKT-RIGHT |  |  | 75.9
| 870-90237 | RECT BKT-LEFT |  |  | 89.1
| 870-90238 | RECT BKT-RIGHT |  |  | 89.1
| 870-90239 | RECTIFIER BRACKET |  |  | 15.675
| 870-90240 | RECTIFIER SHELF-400A RECTIFIER |  |  | 75.9
| 870-90242 | SHELF RECTIFIER 24-100 |  |  | 335.5
| 870-90243 | SHELF RECTIFIER 48-100 |  |  | 503.8
| 870-90245 | SIDE PANEL |  |  | 126.5
| 870-90247 | TOP SHELF |  |  | 107.8
| 870-90256 | WELDED ASSY,RSC/240D |  |  | 147.4
| 870-9215 | PCB BRACKET |  |  | 28.6
| 870-9216 | MOUNTING ANGLE-RSC/240D |  |  | 15.95
| 870-9220 | RECT BKT,RIGHT-600A |  |  | 2.31
| 870-9221 | RECT BKT,RIGHT-600A |  |  | 2.31
| 870-9224 | PNL,C/B FILLER |  |  | 5.17
| 873-0156A | PALLET CUSHIONED NETSHELTER CTO 2000# CA |  |  | 266.2
| 875-2096 | SIGHT GLASS 3/8 ODF SOLDER |  |  | 16.225
| 875-3105 | RF6-0669 21 FEEDS 460/3/60 VFC |  |  | 12105.5
| 875-3562 | RC6-0525 2C V/FSC 575/3/60 |  |  | 0
| 880-0168 | ADAPTER,CB,100A,1 CTR |  |  | 22.275
| 880-0173 | BUSBAR,CONN #1 LVD #2 |  |  | 20.075
| 880-0174 | BUSBAR,CONN #2 LVD #2 |  |  | 24.475
| 880-0179 | BUSBAR,CIRCUIT BKR-24BKR |  |  | 73.7
| 880-0180 | BUSBAR,CIRCUIT BKR-10BKR |  |  | 1.98
| 880-0183 | BUSBAR,PLATE,SPLICE,LVD1 |  |  | 42.9
| 880-0197 | BUSBAR,CONN #4 LVD #1(1200REV) |  |  | 31.9
| 880-0198 | BUSBAR,CONN #5 LVD #1(1200REV) |  |  | 42.9
| 880-0199 | BUSBAR,CONN #2 LVD #1(1200REV) |  |  | 95.7
| 880-0200 | BUSBAR,CONN #3 LVD #1(1200REV) |  |  | 62.7
| 880-0209 | BUSBAR,POSITIVE |  |  | 17.875
| 880-0210 | BUS, CONN NO.1 LVD NO.1 |  |  | 40.7
| 880-0216 | BUSBAR,2 LUG,CB |  |  | 29.7
| 880-0217 | BUSBAR,3 LUG,CB |  |  | 46.2
| 880-0221 | LUG LANDING,-48V RET (48/1200) |  |  | 15.95
| 880-0222 | BUS,SHELF TO RISER (48/1200) |  |  | 71.5
| 880-0276 | LVD/INPUT BUS |  |  | 31.9
| 880-0282 | LVD/LOAD BUS |  |  | 24.475
| 880-0287 | GMT BUS |  |  | 8.91
| 880-0288 | BUS-GMT |  |  | 24.475
| 880-0293 | BUS,SHUNT/RECT |  |  | 15.675
| 880-0301 | LUG LANDING, 10 BREAKER |  |  | 19.8
| 880-0302 | LUG LANDING, 24 BREAKER |  |  | 22
| 880-0303 | RETURN BUS |  |  | 158.4
| 880-0305 | BUS |  |  | 103.4
| 880-0306 | LUG BUS |  |  | 38.5
| 880-0308 | BUS RETURN- FUSE BAY |  |  | 152.9
| 880-0311 | EXTENSION BUS |  |  | 29.7
| 880-0312 | POWER BUS |  |  | 150.7
| 880-0318 | LVD BUS-T |  |  | 29.7
| 880-0319 | LVD BUS-B |  |  | 71.5
| 880-0320 | LOAD BUS |  |  | 93.5
| 880-0333 | BUS-24 BREAKER |  |  | 111.1
| 880-0334 | RECTIFIER BUS |  |  | 13.475
| 880-0337 | RISER BUS, SHUNT |  |  | 17.875
| 880-0338 | BUS, POWER |  |  | 23.925
| 880-0340 | FUSE BUS |  |  | 152.9
| 880-0341 | FUSE BUS |  |  | 152.9
| 880-0342 | BUS |  |  | 138.6
| 880-0346 | LVD BUS |  |  | 80.3
| 880-0350 | RETURN BUS |  |  | 202.4
| 880-0351 | CONNECTOR BUS |  |  | 217.8
| 880-0352 | RETURN CONNECTOR BUS |  |  | 64.9
| 880-0354 | POWER BUS, REAR |  |  | 187
| 880-0355 | NEGATIVE BUS, REAR |  |  | 187
| 880-0356 | SPACER BUS |  |  | 12.1
| 880-0361 | BREAKER BUS-DISCONNECT |  |  | 28.6
| 880-0370 | BUS |  |  | 48.4
| 880-0371 | POWER BUS,REAR |  |  | 204.6
| 880-0372 | POWER BUS |  |  | 200.2
| 880-0373 | NEGATIVE BUS REAR |  |  | 204.6
| 880-0374 | NEGATIVE BUS |  |  | 198
| 880-0376 | BUS |  |  | 17.875
| 880-0377 | BUS |  |  | 34.1
| 880-0382 | SHUNT SPACER BUS |  |  | 7.92
| 880-0386 | BUS |  |  | 155.1
| 880-0387 | BUS |  |  | 128.7
| 880-0388 | BUS |  |  | 128.7
| 880-0600 | LUG LANDING -48V (48/1200) |  |  | 15.95
| 880-0602 | BUS FUSE NO. 1 |  |  | 41.8
| 880-0603 | BUS FUSE GENERAL |  |  | 36.3
| 880-0604 | BUS DC POWER GENERAL |  |  | 36.3
| 880-0605 | BUS DC RETURN GENERAL |  |  | 34.1
| 880-0606 | RECTIFIER BUS |  |  | 331.1
| 880-0607 | RECT SHELF BUS |  |  | 20.075
| 880-0608 | BUS MX28B |  |  | 111.1
| 880-0609 | CUSTOMER RETURN |  |  | 192.5
| 880-0610 | CB BUS |  |  | 22
| 880-0611 | BUS RETURN GENERAL |  |  | 113.3
| 880-0612 | BUS RETURN 19 FRAME |  |  | 108.9
| 880-0614 | BUS BAR EXTEND |  |  | 56.1
| 880-0615 | RAIL MR30 |  |  | 24.475
| 880-0624 | BUSBAR,RISER, POS |  |  | 40.7
| 880-0626 | BUSBAR,CONN,LVD2,LEFT |  |  | 22.275
| 880-0627 | BUSBAR,RUNBACK,LVD2 |  |  | 135.3
| 880-0631 | CONNECTOR,120V LVD |  |  | 20.075
| 880-0632 | BUSBAR,SHUNT, LVD2 |  |  | 22.275
| 880-0634 | BUSBAR,POS,TRANS#3, LVD1 |  |  | 38.5
| 880-0635 | BUSBAR LVD/SHUNT |  |  | 34.1
| 880-0642 | BUSBAR,SHELF TO RACK |  |  | 49.5
| 880-0643 | BUSBAR,SHELF TO RACK |  |  | 46.2
| 880-0644 | BUSBAR,TEE-RH |  |  | 28.6
| 880-0646 | BUSBAR,POSITIVE LVD#3 |  |  | 38.5
| 880-0649 | BUSBAR,FILLER-LVD#3 |  |  | 38.5
| 880-0650 | BUSBAR,RUNBACK,LVD#1 |  |  | 73.7
| 880-0651 | ADAPTER,CB,100A,5/8 CTR |  |  | 22.275
| 910-9062 | BATTERY SYS 600AH 48V EZ-48600 |  |  | 10048.5
| 910-9063 | BATTERY SYS 510AH 48V EZ-48510 |  |  | 9097
| 911-9004 | BATTERY POWER SYSTEM-EZ46-510 |  |  | 6567
| AAB-0491 | REAR MOUNTING KIT-400A |  |  | 78.1
| AAB-0644 | CIRCUIT BREAKER ASSY - NOKIA |  |  | 259.6
| AAB-0660-01 | LOW VOLT BATT DISC CONTROL BOARD |  |  | 211.2
| AAB-0660-02 | LOW VOLT BATT DISC CONTROL BOARD |  |  | 211.2
| AAB-0660-03 | LOW VOLT BATT DISC CONTROL BOARD |  |  | 211.2
| AAR-0010E | ASSY,RECTIFIER,24V100A |  |  | 2.31
| AAR-0012E | ASSY,RECTIFIER,48V50A |  |  | 93.5
| AAR-0012W | ASSY,RECTIFIER,48V50A |  |  | 93.5
| AAR-0013E | ASSY,RECTIFIER,48V100A |  |  | 2.31
| ACAC10013 | 8ft (2.743m) Stainless Flex Pipe Kit 1" MPT to 1" FPT Union |  |  | 2332
| ACAC10029 | Flexible Refrigerant Bronze Hose 0.5 inches diameter x 9 ft long |  |  | 3575
| ACAC10502 | Condensate Drain Tubing - PVC Flex 0.25" (1/4") ID, 0.385" (3/8") OD x 50ft L (2 cooling units) |  |  | 81.4
| ACAC10503 | Condensate Drain Tubing - PVC Flex 0.1875" (3/16") ID, 0.3125" (5/16") OD x 50ft L (2 cooling units) |  |  | 79.2
| ACR-TLS-001 | TLS update kit PTO for Inrow |  |  | 993.3
| ACRC301HQ | InRow RC 300mm HT
| ADV-0430 | 54V 400W WIDE I/P RECTIFIER |  |  | 1859
| ADV-0530 | MR30 POWER SHELF |  |  | 7909
| ADV-0668 | HOT PLUG RECTIFIER 27V |  |  | 3954.5
| ADV-0678 | HOT PLUG RECTIFIER 54V |  |  | 3976.5
| ADV-0680 | 14F20120A |  |  | 2.31
| ADV-0684 | 27V TWF1000 SHELF |  |  | 1578.5
| ADV-0692 | EMPTY MR30,48V DO NOT ORDER |  |  | 778.8
| ADV-0698 | MR30 RECT ASSY 54V |  |  | 1204.5
| ADV-0720 | MR20/R3 POWER SHELF |  |  | 1265
| ADV-0726 | MR30 POWER SHELF |  |  | 5632
| ADV-0732 | EMPTY MR30 FOR PYRAMID 0R 0C 0A |  |  | 2249.5
| ADV-0746 | MR30 POWER SHELF |  |  | 3597
| ADV-0782 | 54V 5.6KW HOT PLUG RECTIFIER |  |  | 5368
| ADV-0784 | 54V 5,6KW HOT PLUG RECTIFIER |  |  | 5362.5
| ADV-0852 | 1VWS400L01/J |  |  | 1177
| ADV-0864 | WALL MTG 200W SYS AUTO LVD |  |  | 2387
| ADV-0866 | WALL MTG 200W SYS AUTO LVD |  |  | 1369.5
| ADV-0878 | RECTIFIER TRF5600H54 |  |  | 5368
| ADV-0979 | BLANK RECTIFIER PANEL |  |  | 2.31
| ADV-1017 | 19" TRF5600K |  |  | 2777.5
| ADV-1018 | 23" TRF5600K |  |  | 3344
| ADV-1060 | 1VWS500L/JK |  |  | 1075.8
| ADV-1078 | MR30/600005 SHELF |  |  | 2673
| ADV-1122 | 1500A LVD WALL MOUNT BOX |  |  | 2.35
| ADV-1171 | API LVD |  |  | 222.2
| ADV-1180 | BRIDGE RECTIFIER REPAIR PART |  |  | 29.7
| ADV-1215 | M SERIES HOT PLUG RECT 27V 1400W |  |  | 2.35
| ADV-1229 | SHELF-MR20 WITH NO RECTIFIERS |  |  | 1265
| ADV-1230 | SHELF-MR20 WITH 1-54V RECTIFIER |  |  | 2.35
| ADV-1231 | SHELF-MR20 WITH 2-54V RECTIFIERS |  |  | 2.35
| ADV-1232 | SHELF-MR20 WITH 3-54V RECTIFIERS |  |  | 4653
| ADV-1233 | SHELF-MR20 WITH 1-27V RECTIFIER |  |  | 2.35
| ADV-1234 | SHELF-MR20 WITH 2-27V RECTIFIERS |  |  | 3630
| ADV-1235 | SHELF-MR20 WITH 3-27V RECTIFIERS |  |  | 5131.5
| ADV-1238 | BATTERY SHELF |  |  | 239.8
| ADV-1246 | M SERIES RECT.,HOT,27VOLTS/ALARM B |  |  | 2623.5
| ADV-1247 | M SERIES RECT.,HOT,27VOLTS/ALARM A |  |  | 2491.5
| ADV-1250 | M SERIES RECT.,HOT,54VOLTS/ALARM A |  |  | 1699.5
| ADV-1252 | M SERIES RECT.,HOT,54VOLTS/ALARM D |  |  | 1815
| ADV-1253 | MODULAR SHELF,UTILISES MRF1400,19" |  |  | 1413.5
| ADV-1254 | MODULAR SHELF,UTILISES MRF1400,23" |  |  | 1408
| ADV-1256 | M SERIES RECT.,HOT,54VOLTS/ALARM A |  |  | 1870
| ADV-1299 | RING GENERATER-90V,2X30W FOR MR30 |  |  | 333.3
| ADV-1303 | TWF0400 FRT PNL HORIZ W/SIM ALARMS |  |  | 2.35
| ADV-1304 | TWF0400 FNSH PNL HORIZ W/SIM ALARMS |  |  | 2.35
| ADV-1305 | TWF0400 FRT PNL VERT W/SING ALARMS |  |  | 2.35
| ADV-1306 | TWF0400 FNSH PNL VERT W/SING ALARMS |  |  | 2.35
| ADV-1315 | RECTIFIER,MULTI(5V,17A)(12V,7A) |  |  | 863.5
| ADV-1316 | RECTIFIER-SGL(5V,28A)AC INPUT |  |  | 614.9
| ADV-1317 | RECTIFIER-SGL(48V,3A)AC INPUT |  |  | 706.2
| ADV-1320 | SHELF-MR30 SGL BKR W/ALARMS(UTSTAR) |  |  | 2.35
| ADV-1395 | CONNECTOR KIT,FOR 6GMT FUSES |  |  | 56.1
| ADV-1416 | DIST.ASSY 1 X 40A MCB (MR30) |  |  | 2.35
| ADV-1426 | DUAL RECT BATT FUSE LVD 115V/BATT |  |  | 2.35
| AP7921BX943 | Rack PDU, Switched, 2U, 16A, 208/230V, (16)C13, Two Internal 20A breakers, L6-20P input |  |  | 1881.55
| AP8541X923 | Rack PDU, Basic, ZeroU, 30A, 200/208V, (48) C13 |  |  | 960.74
| AP8565X915 | Rack PDU 2G, Basic, ZeroU, 8.6kW, 208V, (12) L6-20R |  |  | 1167.65
| AP8565X916 | Rack PDU 2G, Basic, ZeroU, 8.6kW, 208V, (12) L5-20R |  |  | 1005.51
| AP8866BLU | Rack PDU 2G, Metered, ZeroU, 17.2kW, 208V, (6) C13 & (12) C19, Blue Paint |  |  | 4265.25
| AP8868BLU | Rack PDU 2G, Metered, ZeroU, 10.0kW, 208V, (36) C13 & (6) C19, Blue Paint |  |  | 2438.15
| AP8881RED | Rack PDU 2G, Metered, ZeroU, 11kW, 230V, (36) C13 & (6) C19, Full Paint Red |  |  | 2559.15
| AP8888BLU | Rack PDU 2G, Metered, ZeroU, 23.0kW, 240V, (30) C13 & (12) C19, Full Paint Blue |  |  | 4283.4
| AP8888RED | Rack PDU 2G, Metered, ZeroU, 23.0kW, 240V, (30) C13 & (12) C19, Full Paint Red |  |  | 4283.4
| AP8888WHTX933 | Rack PDU 2G, Metered, ZeroU, 23.0kW, 240V, (6) C13 & (12) C19, IEC Lock outlets, Full White Paint |  |  | 4507.25
| AP8888X933 | Rack PDU 2G, Metered, ZeroU, 23.0kW, 240V, (6) C13 & (12) C19, IEC Lock outlets |  |  | 4507.25
| AP9402 | Powernet Manager For HP OV Win |  |  | 225.06
| APDU9965X970 | APC Rack PDU 9000 Switched, ZeroU, 8.6kW, 208V, (21) C13 & (3) C19, 3.5m cord, L15-30P input |  |  | 3418.25
| APF8641-00002 | Rack PDU 2G Flex, Metered by Outlet with Switching, ZeroU, 30A, 208V, (20) C13 & (4) C19 |  |  | 3533.2
| APF8665-00001 | Rack PDU 2G Flex, Metered-by-Outlet w Switching, ZeroU, 8.6kW, 230V, (16) C13 & (8) 5-20R. |  |  | 4065.6
| AR3104SP1X963 | NetShelter SX 24U 600mm Wide x 1070mm Deep Enclosure - 1250 lbs. Shock Packaging, Performance Roof |  |  | 3315.4
| AR3200X907 | NetShelter SX Colocation 2 x 23U (48U) 600mm Wide x 1200mm Deep Enclosure with Sides, Black |  |  | 6449.3
| AR3357WX930 | NetShelter SX 48U 750mm Wide x 1200mm Deep Enclosure, Without Sides, Without Front Door, SE White |  |  | 5100.15
| AWA-1012 | CABLE ASSY, BATTERY (-) - NOKIA |  |  | 24.475
| AWA-1013 | CABLE ASSY, BATTERY (-) - NOKIA |  |  | 24.475
| BAA-0047 | BUSBAR,POSITIVE LVD3 |  |  | 47.3
| BAA-0048 | BUSBAR,CONNECTOR,LVD3 |  |  | 38.5
| BAA-0049 | BUSBAR,CONNECTOR,LVD3 |  |  | 24.475
| BAA-0050 | BUSBAR,CONNECTOR,LVD3 |  |  | 45.1
| BAA-0054 | BUSBAR,CONN. LVD#3 |  |  | 13.475
| BAA-0116 | BUSBAR,CONN. #1,LVD #1 |  |  | 24.475
| BAA-0117 | BUSBAR,CONN. #2,LVD #1 |  |  | 73.7
| BAA-0118 | BUSBAR,CONN. #3,LVD #1 |  |  | 67.1
| BAA-0126 | BUSBAR,CONN. #4,LVD #1 |  |  | 26.675
| BAA-0136 | BUSBAR,PLATE,SPLICE,LVD2 |  |  | 17.875
| BAA-0159 | BUSBAR,CONN #1 LVD #1(1200REV) |  |  | 29.7
| BAA-0856 | BUS BAR -LVD |  |  | 111.1
| BAA-0898 | BUS (MX28-1200 CB CAB) |  |  | 2.31
| BAA-0899 | BUS (MX28-1200 CB CAB) |  |  | 2.31
| BAA-0913 | LVD RISER BUS A |  |  | 2.31
| BAA-0969 | LUG LANDING,MX28 |  |  | 34.1
| BAA-0972 | ADAPTER BUS (MX06-100) |  |  | 20.075
| BAA-1010 | CONNRECTOR BUS B MX28-1600 |  |  | 71.5
| BAA-1013 | RECTIFIER BUS (4800) |  |  | 490.6
| BAA-1014 | RECTIFIER BUS (4800) |  |  | 490.6
| BGM1500-US | APC Gaming Back-UPS, 10 outlet, 1500VA, Pure Sinewave, 120V, Arctic (White) and reactor circle. |  |  | 495
| DCN-MISC-SVC | MISCELLANEOUS SERVICE ITEM FOR DC GROUP |  |  | 2.31
| EAA-0001E | ASSY,PCB,DISPLAY/MEM SW/LVD |  |  | 2.31
| EAA-0002E | ASSY,PCB,RECTIFIER CONTROLLER |  |  | 2.31
| EAA-0003 | ASSY,PCB,BACKPLANE,SHELF,RECT. |  |  | 1003.2
| EAA-0003E | ASSY,PCB,BACKPLANE,SHELF,RECT. |  |  | 2.31
| EAA-0131 | MX06 J5 CONNECTOR CB MULTIPLIER |  |  | 2.31
| EAA-0133 | TEST FIXTURE, MX06 LOOK |  |  | 2.31
| ECRAOTPF-I | EcoCare advanced operator training, All in One Module |  |  | 12276
| ECRAOTPF-P | EcoCare advanced operator training, Power Module |  |  | 12276
| ECRFSRCLE1Y | EcoCare Cooling Expertise and on-boarding for new Modular Data Center during first year |  |  | 4911.5
| ECRLVRFPF-A | EcoCare retrofit service for Low Voltage Panel with CTs, Installation and Configuration |  |  | 12276
| ECRLVRFPF-B | EcoCare retrofit service for Low Voltage Panel, wiring existing panel for Communication |  |  | 6138
| ECRPFUPGCLPMV1Y | EcoCare Cooling Only Preventive Maintenance for Modular Data Center, 1yr |  |  | 4911.5
| ECRPFUPGCLPMV3Y | EcoCare Cooling Only Preventive Maintenance for Modular Data Center, 3yr |  |  | 14294.5
| ECRPFUPGCLPMV5Y | EcoCare Cooling Only Preventive Maintenance for Modular Data Center, 5yr |  |  | 23325.5
| ECRPFUPGFSR2H1Y | EcoCare System Level 2H SLA Upgrade for Modular Data Center, 1 yr |  |  | 4301
| ECRPFUPGFSR2H3Y | EcoCare System Level 2H SLA Upgrade for Modular Data Center, 3 yr |  |  | 12507
| ECRPFUPGFSR4H1Y | EcoCare System Level 4H SLA Upgrade for Modular Data Center, 1 yr |  |  | 3657.5
| ECRPFUPGFSR4H3Y | EcoCare System Level 4H SLA Upgrade for Modular Data Center, 3 yr |  |  | 10631.5
| ECRPFUPGFSR4H5Y | EcoCare System Level 4H SLA Upgrade for Modular Data Center, 5 yr |  |  | 17352.5
| ECRPFUPGFSR8H1Y | EcoCare System Level 8H SLA Upgrade for Modular Data Center, 1 yr |  |  | 2150.5
| ECRPFUPGFSR8H3Y | EcoCare System Level 8H SLA Upgrade for Modular Data Center, 3 yr |  |  | 6253.5
| ECRPFUPGFSR8H5Y | EcoCare System Level 8H SLA Upgrade for Modular Data Center, 5 yr |  |  | 10208
| ECRPFUPGPMV1Y | EcoCare System Level Preventive Maintenance for Modular Data Center, 1 yr |  |  | 6138
| ECRPFUPGPMV3Y | EcoCare System Level Preventive Maintenance for Modular Data Center, 3 yr |  |  | 17864
| ECRPFUPGPMV5Y | EcoCare System Level Preventive Maintenance for Modular Data Center, 5 yr |  |  | 29155.5
| ECRPFUPGUPSPMV1Y | EcoCare UPS Only Preventive Maintenance for Modular Data Center, 1yr |  |  | 4911.5
| ECRPFUPGUPSPMV3Y | EcoCare UPS Only Preventive Maintenance for Modular Data Center, 3yr |  |  | 14294.5
| ECRPFUPGUPSPMV5Y | EcoCare UPS Only Preventive Maintenance for Modular Data Center, 5yr |  |  | 23325.5
| ECRRFPF-C | EcoCare retrofit service for Gateway Installation and Configuration (Existing Monitoring) |  |  | 6138
| ECRRFPF-N | EcoCare retrofit service for Network and Gateway, Installation and Configuration (No Existing Monitoring) |  |  | 12276
| EGA-0063 | ASSY-RECTIFIER BACKPLANE MAXIMUM |  |  | 171.6
| EGA-0071 | MECH.ASSY-RECTIFIER BACKPLANE 48V |  |  | 2.35
| EGA-0087 | ASSEMBLY-GMT |  |  | 2.35
| EGA-0090 | ASSY,AFC GMT FUSE PANEL |  |  | 1049.4
| EGA-0100 | ASSY, GMT FUSE PANEL
| EGA-0108 | LVD ADAPTER |  |  | 2.35
| EJA-2013 | GMT FUSE HOLDER-10 BREAKERS |  |  | 2.35
| FCA-0165 | FUSEHOLDER,GMT,NO FLANGES STR |  |  | 6.71
| FCA-0166 | FUSEHOLDER,GMT,NO FLANGES TYPF |  |  | 8.91
| FFA-0007 | LVD, 200A, 28V AUX SW, DIODE |  |  | 291.5
| FFA-0009 | LVD, 400A, 60V, AUX SW,DIODE |  |  | 484
| FFA-0009W | LVD, 400A, 60V, AUX SW,DIODE |  |  | 117.7
| FFA-0011W | LVD, 800A, 24V AUX SW, DIODE |  |  | 97.9
| FFA-0012W | LVD,1200A, 24V, AUX SW,DIODE |  |  | 156.2
| FFA-0026 | 30A CIRCUIT BREAKER,HORIZON |  |  | 53.9
| FFA-0027 | 20A CIRCUIT BREAKER, HORIZON |  |  | 53.9
| FFA-0076 | 600A C/B DISCONNECT,WALL MOUNT |  |  | 3487
| FFA-0084-01 | APC CIRC BRKR FOR AAB-0549 AND AAB-0550 225A |  |  | 859.1
| FFA-0093 | FUSE 300A |  |  | 115.5
| FFA-0099 | FUSE 600A |  |  | 122.1
| LIBCATMOD80 | CATL 51.2V 80Ah battery module |  |  | 6138
| LIBSEFUSEKIT | Galaxy Lithium-ion Battery 10 Module Cabinet Fuse Kit |  |  | 195.8
| LIBSESMGCABUL | Galaxy Li-Ion Battery Cabinet UL for 2.04 kWh battery modules |  |  | 13948
| LS4-300 | BATTERY C & D |  |  | 1059.3
| MAA-0013 | GUIDE, RECT.SHELF, LEFT |  |  | 49.5
| MAA-0014 | GUIDE, RECT.SHELF, RIGHT |  |  | 49.5
| MAA-0509 | COVER,FRONT RECTIFIER |  |  | 17.875
| MAA-0510 | COVER,BACK RECTIFIER |  |  | 17.875
| MAA-0726 | MASTER CONTROLLER-400A RECTIFIER |  |  | 2.31
| MAA-0844 | FRAME-100 AMP RECT |  |  | 845.9
| MAA-0862 | RECTIFIER SHELF TOP |  |  | 2.35
| MAA-0863 | RECTIFIER SHELF BOTTOM |  |  | 2.35
| MAA-0990 | RECTIFIER SHELF-TOP |  |  | 2.35
| MAA-0991 | RECTIFIER SHELF-BOTTOM |  |  | 2.35
| MAA-0992 | REAR COVER-RECTIFIER SHELF |  |  | 233.2
| MAA-1007 | MOUNTING ANGLE, MX06-100 |  |  | 71.5
| MAA-1009 | PLATE, JOINING MX06-100 |  |  | 47.3
| MAA-1012 | MTG ANGLE MX06-100 (23"FRAME) |  |  | 29.7
| MAA-1016 | RECTIFIER BKT,LEFT |  |  | 102.3
| MAA-1017 | RECTIFIER BKT,RIGHT |  |  | 102.3
| MAA-1018 | REAR RECT BRACKET, LEFT |  |  | 135.3
| MAA-1019 | REAR RECT BRACKET, RIGHT |  |  | 135.3
| MAA-1025 | BASE, AC ENTRY-MX28B-1600 |  |  | 259.6
| MAA-1026 | COVER, AC ENTRY-MX28B-1600 |  |  | 124.3
| MAA-1027 | CABLE TRAY, MX28B-1600 |  |  | 233.2
| MAA-1028 | COVER,CABLE TRAY-MX28B-1600 |  |  | 106.7
| MAA-1029 | AC COVER-MX28B-1600 |  |  | 137.5
| MAA-1043 | RECTIFIER SHELF |  |  | 2.35
| MAA-1044 | RECTIFIER BRACKET,LEFT-19.00" |  |  | 2.35
| MAA-1045 | RECTIFIER BRACKET,RIGHT-19.00" |  |  | 2.35
| MAA-1047 | RECTIFIER SHELF UPPER-19.00" FRAME |  |  | 2.35
| MAA-1048 | RECTIFIER SHELF LOWER-19.00" FRAME |  |  | 2.35
| MAA-1049 | RECTIFIER BRACKET-19.00" frame |  |  | 2.35
| MAA-1050 | ENCLOSURE,RECTIFIER-19.00" FRAME |  |  | 2.35
| MAA-1051 | COVER,LEFT SIDE-RECTIFIER |  |  | 2.35
| MAA-1052 | COVER,RIGHT SIDE-RECTIFIER |  |  | 2.35
| MAA-1053 | COVER,TOP-RECTIFIER |  |  | 2.35
| MAA-1054 | COVER,REAR-RECTIFIER |  |  | 2.35
| MAA-1055 | FRONT PANEL-RECTIFIER |  |  | 2.35
| MAA-1056 | RECTIFIER SHELF |  |  | 2.35
| MAA-1057 | RECTIFIER PANEL-LEFT SIDE |  |  | 2.35
| MAA-1058 | RECTIFIER PANEL-RIGHT SIDE |  |  | 2.35
| MAA-1062 | MTG ANGLE, MX06 |  |  | 2.35
| MDC3Q | Custom MDC solution for level 3 customization category
| MDCCQ | Custom MDC solution for C series environment level 0 1 2
| MDCRQ | Custom MDC solution for R series environment level 0 1 2
| MDCSQ | Custom MDC solution for S series environment level 0 1 2
| MM000057 | GUIDE,RECTIF. SHELF,METAL |  |  | 27
| MM000150 | BUSBAR,POSITIVE LVD#2 |  |  | 43
| NP7-12FR-250 | BATTERY 12V 7AH NP7-12FR .25 L |  |  | 42
| NPF-0051 | SHEILD.RECTIFIER SHELF |  |  | 137.5
| NPF-0205 | INSULATOR,FT RECT SHELF BKPLN |  |  | 30
| NPF-0206 | INSULATOR,BK RECT SHELF BKPLN |  |  | 30
| NSYTRP42PE | PUSH-IN TERMINAL, FEED THROUGH, GROUNDED, 2 POINTS, 4MM2, GN/YE |  |  | 0.11
| PAA-0002 | 38V-12.5A RECTIFIER F20125 |  |  | 1996.5
| PAA-0003E | 24V-100A RECTIFIER F20126 |  |  | 2.35
| PAA-0004E | 24V-100A RECTIFIER F20126 |  |  | 2.35
| PAA-0004W | 24V-100A RECTIFIER F20126 (RW) |  |  | 777
| PAA-0006 | RPS RECTIFIER |  |  | 5384.5
| PAA-0006E | 48/50 RECTIFIER |  |  | 2.35
| PAA-0006NL | 48/50 RECTIFIER (NL TYPE) |  |  | 1358.5
| PAA-0006W | 48/50 RECTIFIER |  |  | 2.35
| PDM3520L2120-3P-1680 | IT POWER DISTRIBUTION MODULE 1X3 POLE 5 WIRE 20A L2120 1680CM |  |  | 1424.5
| PFA-0011 | BEZEL,RECTIFIER,48V/100A |  |  | 16
| PFA-0017 | BEZEL,RECTIFIER,48V/12.5A |  |  | 89
| PYR-0078 | Blank Panel, Rectifier |  |  | 34
| PYR-0084 | Switchmode Rectifier Shelf |  |  | 1892
| PYR-0085 | Switchmode Rectifier Shelf |  |  | 1996.5
| PYR-0087 | Switchmode Rectifier |  |  | 4262.5
| PYR-0088 | SWITCHMODE RECTIFIER |  |  | 4262.5
| PYR-0091 | LVD Module |  |  | 418
| PYR-0107 | LVD Module |  |  | 287
| PYR-0407 | Rectifier |  |  | 1166
| PYR-0530 | Panel, GMT Fule |  |  | 27
| PYR-0538 | Fuse, GMT |  |  | 6.75
| PYR-0540 | Fuse, GMT |  |  | 4.5
| PYR-0546 | Fuse, GMT |  |  | 6.75
| PYR-0552 | Fuse, GMT |  |  | 4.5
| PYR-0700 | DIODE RECTIFIER, |  |  | 2.3
| PYR-0736 | Pot 3/4 rect 3/4W 10% Cermet Multi- |  |  | 5.75
| PYR-0747 | Pot 3/4 rect 3/4W 10% Cermet Multi- |  |  | 6.75
| PYR-0810 | DIODE RECTIFIER, |  |  | 2.3
| PYR-0881 | DIODE RECTIFIER, |  |  | 9
| PYR-6762 | SWITCHMODE RECTIFIER |  |  | 6589
| PYR-6764 | Switchmode Rectifier Shelf |  |  | 1551
| PYR-6765 | Rectifier |  |  | 1166
| PYR-6766 | Rectifier |  |  | 1166
| PYR-6819 | Rectifier |  |  | 1870
| PYR-6820 | Rectifier |  |  | 1870
| PYR-6822 | RECTIFIER |  |  | 1870
| PYR-7181 | GMT Fuse Panel |  |  | 717
| PYR-7185 | GMT Fuse Panel (Hendry) |  |  | 1034
| PYR-7213 | LVD Panel |  |  | 1027.5
| PYR-7235 | LVD Module |  |  | 287
| SFTWCFD_PLUS_TRIAL | EcoStruxure IT Advisor CFD Free Trial |  |  | 8910
| SFTWZABASICA-DIGI | Zeigo Activate Basic Tier Annual |  |  | 12551
| SPNRE-1 | ENGINEERING SERVICES LEVEL 1 |  |  | 2640
| SRYLFSU1 | Smart-UPS Modular Ultra UPS Communication Card |  |  | 277
| SRYLFSU3 | APC Smart-UPS High Density Modular Display |  |  | 1188
| SRYLFSU6A | Smart-UPS High Density Modular UPS Frame Electronics Module, 125A |  |  | 13183.5
| SRYLFSU6B | Smart-UPS High Density Modular UPS Frame Electronics Module, 100A |  |  | 13271.5
| SWACS10DDF-DIGI | Expedited DDF Creation, 10 DDF Pack |  |  | 8734
| SWACS20DDF-DIGI | Expedited DDF Creation, 20 DDF Pack |  |  | 16494.5
| SWACS5DDF-DIGI | Expedited DDF Creation, 5 DDF Pack |  |  | 4614.5
| SYH6K6I | APC Symmetra RM 6kVA Scalable to 6kVA N+1 220-240V w/Floor Mount Kit |  |  | 13629
| SYH6K6J | APC Symmetra RM 6kVA Scalable to 6kVA N+1 200V w/Floor Mount Kit |  |  | 16995
| SYH6K6T | APC Symmetra RM 6kVA Scalable to 6kVA N+1 208/240V w/Floor Mount Kit |  |  | 14118.5
| SYMWSBPQ | Adapted Bypass Cabinets and associated parts used with a Symmetra MW
| SYPXCCQ | Adapted Connection Cabinets and associated parts used with a Symmetra PX
| TC-CW REFRIDG | TC-CW REFRIGERATION SPECIALTY OPTIONS
| TC-DX REFRIDG | TC-DX REFRIGERATION SPECIALTY OPTIONS
| TDCVQ | Uniflair CW CRAH
| USTSQ | Adapted Static Transfer Switch, And Associated Parts Used With Critical Power Components
| W1YONSITENBD-AD-01 | 1 YR NBD On-Site Upgrade to Factory Wty with Monitoring & Dispatch (SmartConnect or NMC required) |  |  | 157.5
| W1YONSITENBD-AD-02 | 1 YR NBD On-Site Upgrade to Factory Wty with Monitoring & Dispatch (SmartConnect or NMC required) |  |  | 157.5
| W1YONSITENBD-AD-03 | 1 YR NBD On-Site Upgrade to Factory Wty with Monitoring & Dispatch (SmartConnect or NMC required) |  |  | 204.6
| W1YONSITENBD-AD-04 | 1 YR NBD On-Site Upgrade to Factory Wty with Monitoring & Dispatch (SmartConnect or NMC required) |  |  | 363
| W1YONSITENBD-SD-01 | 1 YR NBD On-Site Upgrade to Factory Wty with Monitoring & Dispatch (SmartConnect or NMC required) |  |  | 157.5
| W1YONSITENBD-SD-02 | 1 YR NBD On-Site Upgrade to Factory Wty with Monitoring & Dispatch (SmartConnect or NMC required) |  |  | 157.5
| W1YONSITENBD-SD-03 | 1 YR NBD On-Site Upgrade to Factory Wty with Monitoring & Dispatch (SmartConnect or NMC required) |  |  | 204.5
| W1YONSITENBD-SD-04 | 1 YR NBD On-Site Upgrade to Factory Wty with Monitoring & Dispatch (SmartConnect or NMC required) |  |  | 363
| W1YONSITENBD-SD-05 | 1 YR NBD On-Site Upgrade to Factory Wty with Monitoring & Dispatch (SmartConnect or NMC required) |  |  | 816
| W1YONSITENBD-SD-06 | 1 YR NBD On-Site Upgrade to Factory Wty with Monitoring & Dispatch (SmartConnect or NMC required) |  |  | 943
| W1YONSITENBD-SD-07 | 1 YR NBD On-Site Upgrade to Factory Wty with Monitoring & Dispatch (SmartConnect or NMC required) |  |  | 1079
| W1YONSITENBD-SD-08 | 1 YR NBD On-Site Upgrade to Factory Wty with Monitoring & Dispatch (SmartConnect or NMC required) |  |  | 1144
| W3YONSITENBD-SD-01 | 3 YR NBD On-Site Upgrade to Factory Wty with Monitoring & Dispatch (SmartConnect or NMC required) |  |  | 464
| W3YONSITENBD-SD-02 | 3 YR NBD On-Site Upgrade to Factory Wty with Monitoring & Dispatch (SmartConnect or NMC required) |  |  | 464
| W3YONSITENBD-SD-03 | 3 YR NBD On-Site Upgrade to Factory Wty with Monitoring & Dispatch (SmartConnect or NMC required) |  |  | 598.5
| W3YONSITENBD-SD-04 | 3 YR NBD On-Site Upgrade to Factory Wty with Monitoring & Dispatch (SmartConnect or NMC required) |  |  | 1065.9
| W3YONSITENBD-SD-05 | 3 YR NBD On-Site Upgrade to Factory Wty with Monitoring & Dispatch (SmartConnect or NMC required) |  |  | 2398
| W3YONSITENBD-SD-06 | 3 YR NBD On-Site Upgrade to Factory Wty with Monitoring & Dispatch (SmartConnect or NMC required) |  |  | 2772
| W3YONSITENBD-SD-07 | 3 YR NBD On-Site Upgrade to Factory Wty with Monitoring & Dispatch (SmartConnect or NMC required) |  |  | 3179
| W3YONSITENBD-SD-08 | 3 YR NBD On-Site Upgrade to Factory Wty with Monitoring & Dispatch (SmartConnect or NMC required) |  |  | 3355
| WADVULTRAM-NX-81 | (1) YR Adv Ultra for (1) SY 100-250 kVA UPS, (2) XR Frames, PDU, 10 yrs installed |  |  | 31476.5
| WADVULTRAM-NX-84 | (1) YR Adv Ultra for (1) SY 250 kVA UPS, (2) XR Frames, PDU, 10 yrs installed |  |  | 41332.5
| WADVULTRAM-NX-85 | (1) YR Adv Ultra for (1) SY 300 kVA UPS, (4) XR Frames, PDU, 10 yrs installed |  |  | 47041.5
| WADVULTRAM-NX-86 | (1) YR Adv Ultra for (1) SY 400 kVA UPS, (4) XR Frames, PDU, 10 yrs installed |  |  | 52200.5
| WADVULTRAM-NX-87 | (1) YR Adv Ultra for (1) SY 500 kVA UPS, (4) XR Frames, PDU, 10 yrs installed |  |  | 57530
| WADVULTRAM-PX-39 | (1) YR Adv ULTRA for (1) Sym PX UPS 90kVA 100 and or PDU, 10 yrs installed |  |  | 15977.5
| WADVULTRAM-PX-41 | (1) YR Adv ULTRA for (1) Sym PX UPS 100kVA 100 and or PDU, 10 yrs installed |  |  | 16989.5
| WAGSPARTS | AGS SPARE PARTS
| WAGSTRAVEL | AGS TRAVEL
| WASSEM5X8-AX-28 | Scheduled Assembly Service 5X8 for (1) In Row ACRD101 series |  |  | 2260.5
| WCL1YRENT-DIGI | EcoStruxure IT Advisor: Cooling Optimize, 1 Year Software Maintenance Contract, Volume
| WCOOLDECOM | InRow Decommissioning
| WCOOLGD | InRow Green Disposal
| WCOOLWORKSITE | InRow Site Enablement
| WECONVGVL | eConversion Service for Galaxy VL |  |  | 4422
| WECONVGVM | eConversion Service for Galaxy VM |  |  | 1837
| WECONVGVS | eConversion Service for Galaxy VS |  |  | 1188
| WECONVGVXL | eConversion Service for Galaxy VXL |  |  | 8948.5
| WENGINEER | Engineering Design Service by Schneider
| WESPPLUS2-G3-22 | (2) Year EcoStruxure Service Plan Plus for (1) Galaxy 3500 or SUVT 20 kVA UPS |  |  | 8475.5
| WESPPLUS2-VS2-A50 | (2) Year EcoStruxure Service Plan Plus for (1) Galaxy VS 30 - 40kVA UPS |  |  | 9135.5
| WESPULTRA2-G3-24 | (2) Year EcoStruxure Service Plan Ultra for (1) Galaxy 3500 or SUVT 40 kVA UPS |  |  | 17154.5
| WESPULTRA2-VS1-A30 | (2) Year EcoStruxure Service Plan Ultra for (1) Galaxy VS 30 kVA UPS |  |  | 17132.5
| WIMUPG | Intelligence Module Upgrade Service for (1) Symmetra PX |  |  | 5890.5
| WITEDS-TT-D1 | IT Expert Enabled Dispatch Services Operator Training for L1 Troubleshooting |  |  | 1402.5
| WITEDS1YOFW-SDL-11 | 1 YR On-Site (Out of Factory Wty) IT Expert Enabled Dispatch Service for Li-Ion Smart-UPS L11 |  |  | 566.5
| WITEDS1YOFW-SDL-12 | 1 YR On-Site (Out of Factory Wty) IT Expert Enabled Dispatch Service for Li-Ion Smart-UPS L12 |  |  | 610.5
| WITEDS1YOFW-SDL-13 | 1 YR On-Site (Out of Factory Wty) IT Expert Enabled Dispatch Service for Li-Ion Smart-UPS L13 |  |  | 762.5
| WITEDS1YOFW-SDL-14 | 1 YR On-Site (Out of Factory Wty) IT Expert Enabled Dispatch Service for Li-Ion Smart-UPS L14 |  |  | 1020
| WITEDS1YOFW-SDL-15 | 1 YR On-Site (Out of Factory Wty) IT Expert Enabled Dispatch Service for Li-Ion Smart-UPS L15 |  |  | 1375
| WITEDS1YOFW-SDL-16 | 1 YR On-Site (Out of Factory Wty) IT Expert Enabled Dispatch Service for Li-Ion Smart-UPS L16 |  |  | 1996.5
| WITEDS1YOFW-SDL-17 | 1 YR On-Site (Out of Factory Wty) IT Expert Enabled Dispatch Service for Li-Ion Smart-UPS L17 |  |  | 3195.5
| WITEDS1YOFW-SDL-18 | 1 YR On-Site (Out of Factory Wty) IT Expert Enabled Dispatch Service for Li-Ion Smart-UPS L18 |  |  | 4180
| WITEDS1YR-AD-01 | 1 YR On-Site Upg to Factory Wty for Accessories with IT Expert Enabled Dispatch Service |  |  | 125.5
| WITEDS1YR-AD-02 | 1 YR On-Site Upg to Factory Wty for Accessories with IT Expert Enabled Dispatch Service |  |  | 125.5
| WITEDS1YR-AD-03 | 1 YR On-Site Upg to Factory Wty for Accessories with IT Expert Enabled Dispatch Service |  |  | 160.5
| WITEDS1YR-AD-04 | 1 YR On-Site Upg to Factory Wty for Accessories with IT Expert Enabled Dispatch Service |  |  | 289.5
| WITEDS1YR-SD-01 | 1 YR On-Site Upgrade to Factory Warranty with IT Expert Enabled Dispatch Service |  |  | 125.5
| WITEDS1YR-SD-02 | 1 YR On-Site Upgrade to Factory Warranty with IT Expert Enabled Dispatch Service |  |  | 125.5
| WITEDS1YR-SD-03 | 1 YR On-Site Upgrade to Factory Warranty with IT Expert Enabled Dispatch Service |  |  | 160.5
| WITEDS1YR-SD-04 | 1 YR On-Site Upgrade to Factory Warranty with IT Expert Enabled Dispatch Service |  |  | 289.5
| WITEDS1YR-SD-05 | 1 YR On-Site Upgrade to Factory Warranty with IT Expert Enabled Dispatch Service |  |  | 654
| WITEDS1YR-SD-06 | 1 YR On-Site Upgrade to Factory Warranty with IT Expert Enabled Dispatch Service |  |  | 757
| WITEDS1YR-SD-07 | 1 YR On-Site Upgrade to Factory Warranty with IT Expert Enabled Dispatch Service |  |  | 865.5
| WITEDS1YR-SD-08 | 1 YR On-Site Upgrade to Factory Warranty with IT Expert Enabled Dispatch Service |  |  | 913
| WITEDS1YR-SDL-11 | 1 YR On-Site for Li-Ion Smart-UPS with IT Expert Enabled Dispatch Service L11 |  |  | 125.5
| WITEDS1YR-SDL-12 | 1 YR On-Site for Li-Ion Smart-UPS with IT Expert Enabled Dispatch Service L12 |  |  | 125.5
| WITEDS1YR-SDL-13 | 1 YR On-Site for Li-Ion Smart-UPS with IT Expert Enabled Dispatch Service L13 |  |  | 160.5
| WITEDS1YR-SDL-14 | 1 YR On-Site for Li-Ion Smart-UPS with IT Expert Enabled Dispatch Service L14 |  |  | 289
| WITEDS1YR-SDL-15 | 1 YR On-Site for Li-Ion Smart-UPS with IT Expert Enabled Dispatch Service L15 |  |  | 660
| WITEDS1YR-SDL-16 | 1 YR On-Site for Li-Ion Smart-UPS with IT Expert Enabled Dispatch Service L16 |  |  | 759
| WITEDS1YR-SDL-17 | 1 YR On-Site for Li-Ion Smart-UPS with IT Expert Enabled Dispatch Service L17 |  |  | 866
| WITEDS1YR-SDL-18 | 1 YR On-Site for Li-Ion Smart-UPS with IT Expert Enabled Dispatch Service L18 |  |  | 919.5
| WITEDS1YROFW-SD-01 | 1 YR On-Site (Out of Factory Wty) IT Expert Enabled Dispatch Service |  |  | 378
| WITEDS1YROFW-SD-02 | 1 YR On-Site (Out of Factory Wty) IT Expert Enabled Dispatch Service |  |  | 504
| WITEDS1YROFW-SD-03 | 1 YR On-Site (Out of Factory Wty) IT Expert Enabled Dispatch Service |  |  | 535
| WITEDS1YROFW-SD-04 | 1 YR On-Site (Out of Factory Wty) IT Expert Enabled Dispatch Service |  |  | 566.5
| WITEDS1YROFW-SD-05 | 1 YR On-Site (Out of Factory Wty) IT Expert Enabled Dispatch Service |  |  | 830.5
| WITEDS1YROFW-SD-06 | 1 YR On-Site (Out of Factory Wty) IT Expert Enabled Dispatch Service |  |  | 1600.5
| WITEDS1YROFW-SD-07 | 1 YR On-Site (Out of Factory Wty) IT Expert Enabled Dispatch Service |  |  | 2596
| WITEDS1YROFW-SD-08 | 1 YR On-Site (Out of Factory Wty) IT Expert Enabled Dispatch Service |  |  | 3195.5
| WITEDS3YR-SD-01 | 3 YR On-Site Upgrade to Factory Warranty with IT Expert Enabled Dispatch Service |  |  | 415
| WITEDS3YR-SD-02 | 3 YR On-Site Upgrade to Factory Warranty with IT Expert Enabled Dispatch Service |  |  | 415
| WITEDS3YR-SD-03 | 3 YR On-Site Upgrade to Factory Warranty with IT Expert Enabled Dispatch Service |  |  | 535
| WITEDS3YR-SD-04 | 3 YR On-Site Upgrade to Factory Warranty with IT Expert Enabled Dispatch Service |  |  | 955
| WITEDS3YR-SD-05 | 3 YR On-Site Upgrade to Factory Warranty with IT Expert Enabled Dispatch Service |  |  | 2156
| WITEDS3YR-SD-06 | 3 YR On-Site Upgrade to Factory Warranty with IT Expert Enabled Dispatch Service |  |  | 2491.5
| WITEDS3YR-SD-07 | 3 YR On-Site Upgrade to Factory Warranty with IT Expert Enabled Dispatch Service |  |  | 2854.5
| WITEDS3YR-SD-08 | 3 YR On-Site Upgrade to Factory Warranty with IT Expert Enabled Dispatch Service |  |  | 3014
| WITEDS5YR-SD-01 | 5 YR On-Site with IT Expert Enabled Dispatch Service |  |  | 824
| WITEDS5YR-SD-02 | 5 YR On-Site with IT Expert Enabled Dispatch Service |  |  | 824
| WITEDS5YR-SD-03 | 5 YR On-Site with IT Expert Enabled Dispatch Service |  |  | 1166
| WITEDS5YR-SD-04 | 5 YR On-Site with IT Expert Enabled Dispatch Service |  |  | 2348.5
| WITEDS5YR-SD-05 | 5 YR On-Site with IT Expert Enabled Dispatch Service |  |  | 4290
| WITEDS5YR-SD-06 | 5 YR On-Site with IT Expert Enabled Dispatch Service |  |  | 7843
| WITEDS5YR-SD-07 | 5 YR On-Site with IT Expert Enabled Dispatch Service |  |  | 9806.5
| WITEDS5YR-SD-08 | 5 YR On-Site with IT Expert Enabled Dispatch Service |  |  | 10901
| WITEDS5YR-SDL-11 | 5 YR On-Site with IT Expert Enabled Dispatch Service |  |  | 561
| WITEDS5YR-SDL-12 | 5 YR On-Site with IT Expert Enabled Dispatch Service |  |  | 561
| WITEDS5YR-SDL-13 | 5 YR On-Site with IT Expert Enabled Dispatch Service |  |  | 729
| WITEDS5YR-SDL-14 | 5 YR On-Site with IT Expert Enabled Dispatch Service |  |  | 1309
| WITEDS5YR-SDL-15 | 5 YR On-Site with IT Expert Enabled Dispatch Service |  |  | 2964.5
| WITEDS5YR-SDL-16 | 5 YR On-Site with IT Expert Enabled Dispatch Service |  |  | 3404.5
| WITEDS5YR-SDL-17 | 5 YR On-Site with IT Expert Enabled Dispatch Service |  |  | 3888.5
| WITEDS5YR-SDL-18 | 5 YR On-Site with IT Expert Enabled Dispatch Service |  |  | 4125
| WMD1YOSNBD-DDC-01A | 1 YR Service Coverage with Monitoring & Dispatch for MDC Level 1A (SmartConnect or NMC Required) |  |  | 598.5
| WMD1YOSNBD-DDC-01B | 1 YR Service Coverage with Monitoring & Dispatch for MDC Level 1B (SmartConnect or NMC Required) |  |  | 1073.5
| WMD1YOSNBD-DDC-01C | 1 YR Service Coverage with Monitoring & Dispatch for MDC Level 1C (SmartConnect or NMC Required) |  |  | 1468.5
| WMD1YOSNBD-DDC-02A | 1 YR Service Coverage with Monitoring & Dispatch for MDC Level 2A (SmartConnect or NMC Required) |  |  | 808.5
| WMD1YOSNBD-DDC-02B | 1 YR Service Coverage with Monitoring & Dispatch for MDC Level 2B (SmartConnect or NMC Required) |  |  | 1287
| WMD1YOSNBD-DDC-02C | 1 YR Service Coverage with Monitoring & Dispatch for MDC Level 2C (SmartConnect or NMC Required) |  |  | 1677.5
| WMD1YOSNBD-DDC-03A | 1 YR Service Coverage with Monitoring & Dispatch for MDC Level 3A (SmartConnect or NMC Required) |  |  | 1974.5
| WMD1YOSNBD-DDC-03B | 1 YR Service Coverage with Monitoring & Dispatch for MDC Level 3B (SmartConnect or NMC Required) |  |  | 2453
| WMD1YOSNBD-DDC-03C | 1 YR Service Coverage with Monitoring & Dispatch for MDC Level 3C (SmartConnect or NMC Required) |  |  | 2843.5
| WMD1YOSNBD-SDL-11 | 1 YR Service Coverage with Monitoring & Dispatch for Li-Ion Smart-UPS L11 |  |  | 208
| WMD1YOSNBD-SDL-12 | 1 YR Service Coverage with Monitoring & Dispatch for Li-Ion Smart-UPS L12 |  |  | 208
| WMD1YOSNBD-SDL-13 | 1 YR Service Coverage with Monitoring & Dispatch for Li-Ion Smart-UPS L13 |  |  | 224.5
| WMD1YOSNBD-SDL-14 | 1 YR Service Coverage with Monitoring & Dispatch for Li-Ion Smart-UPS L14 |  |  | 356.5
| WMD1YOSNBD-SDL-15 | 1 YR Service Coverage with Monitoring & Dispatch for Li-Ion Smart-UPS L15 |  |  | 814
| WMD1YOSNBD-SDL-16 | 1 YR Service Coverage with Monitoring & Dispatch for Li-Ion Smart-UPS L16 |  |  | 947
| WMD1YOSNBD-SDL-17 | 1 YR Service Coverage with Monitoring & Dispatch for Li-Ion Smart-UPS L17 |  |  | 1078
| WMD1YOSNBD-SDL-18 | 1 YR Service Coverage with Monitoring & Dispatch for Li-Ion Smart-UPS L18 |  |  | 1138.5
| WMD1YOSOFW-SD-01 | 1 YR On-Site (Out of Factory Wty) with Monitoring & Dispatch (SmartConnect or NMC Required) |  |  | 474
| WMD1YOSOFW-SD-02 | 1 YR On-Site (Out of Factory Wty) with Monitoring & Dispatch (SmartConnect or NMC Required) |  |  | 624
| WMD1YOSOFW-SD-03 | 1 YR On-Site (Out of Factory Wty) with Monitoring & Dispatch (SmartConnect or NMC Required) |  |  | 670
| WMD1YOSOFW-SD-04 | 1 YR On-Site (Out of Factory Wty) with Monitoring & Dispatch (SmartConnect or NMC Required) |  |  | 707
| WMD1YOSOFW-SD-05 | 1 YR On-Site (Out of Factory Wty) with Monitoring & Dispatch (SmartConnect or NMC Required) |  |  | 1036
| WMD1YOSOFW-SD-06 | 1 YR On-Site (Out of Factory Wty) with Monitoring & Dispatch (SmartConnect or NMC Required) |  |  | 1996.5
| WMD1YOSOFW-SD-07 | 1 YR On-Site (Out of Factory Wty) with Monitoring & Dispatch (SmartConnect or NMC Required) |  |  | 3245
| WMD1YOSOFW-SD-08 | 1 YR On-Site (Out of Factory Wty) with Monitoring & Dispatch (SmartConnect or NMC Required) |  |  | 3998.5
| WMD1YOSOFW-SDL-11 | 1 YR On-Site (Out of Factory Wty) with Monitoring & Dispatch for Li-Ion Smart-UPS L11 |  |  | 650
| WMD1YOSOFW-SDL-12 | 1 YR On-Site (Out of Factory Wty) with Monitoring & Dispatch for Li-Ion Smart-UPS L12 |  |  | 749
| WMD1YOSOFW-SDL-13 | 1 YR On-Site (Out of Factory Wty) with Monitoring & Dispatch for Li-Ion Smart-UPS L13 |  |  | 851.5
| WMD1YOSOFW-SDL-14 | 1 YR On-Site (Out of Factory Wty) with Monitoring & Dispatch for Li-Ion Smart-UPS L14 |  |  | 1079
| WMD1YOSOFW-SDL-15 | 1 YR On-Site (Out of Factory Wty) with Monitoring & Dispatch for Li-Ion Smart-UPS L15 |  |  | 1402.5
| WMD1YOSOFW-SDL-16 | 1 YR On-Site (Out of Factory Wty) with Monitoring & Dispatch for Li-Ion Smart-UPS L16 |  |  | 2398
| WMD1YOSOFW-SDL-17 | 1 YR On-Site (Out of Factory Wty) with Monitoring & Dispatch for Li-Ion Smart-UPS L17 |  |  | 3910.5
| WMD1YOSOFW-SDL-18 | 1 YR On-Site (Out of Factory Wty) with Monitoring & Dispatch for Li-Ion Smart-UPS L18 |  |  | 4812.5
| WMD5YOSNBD-SD-01 | 5 YR Service Coverage with Monitoring & Dispatch (SmartConnect or NMC Required) |  |  | 915
| WMD5YOSNBD-SD-02 | 5 YR Service Coverage with Monitoring & Dispatch (SmartConnect or NMC Required) |  |  | 915
| WMD5YOSNBD-SD-03 | 5 YR Service Coverage with Monitoring & Dispatch (SmartConnect or NMC Required) |  |  | 1292.5
| WMD5YOSNBD-SD-04 | 5 YR Service Coverage with Monitoring & Dispatch (SmartConnect or NMC Required) |  |  | 2612.5
| WMD5YOSNBD-SD-05 | 5 YR Service Coverage with Monitoring & Dispatch (SmartConnect or NMC Required) |  |  | 4763
| WMD5YOSNBD-SD-06 | 5 YR Service Coverage with Monitoring & Dispatch (SmartConnect or NMC Required) |  |  | 8712
| WMD5YOSNBD-SD-07 | 5 YR Service Coverage with Monitoring & Dispatch (SmartConnect or NMC Required) |  |  | 10895.5
| WMD5YOSNBD-SD-08 | 5 YR Service Coverage with Monitoring & Dispatch (SmartConnect or NMC Required) |  |  | 12111
| WMD5YOSNBD-SDL-11 | 5 YR Service Coverage with Monitoring & Dispatch (SmartConnect or NMC Required) |  |  | 931
| WMD5YOSNBD-SDL-12 | 5 YR Service Coverage with Monitoring & Dispatch (SmartConnect or NMC Required) |  |  | 931
| WMD5YOSNBD-SDL-13 | 5 YR Service Coverage with Monitoring & Dispatch (SmartConnect or NMC Required) |  |  | 931
| WMD5YOSNBD-SDL-14 | 5 YR Service Coverage with Monitoring & Dispatch (SmartConnect or NMC Required) |  |  | 1600.5
| WMD5YOSNBD-SDL-15 | 5 YR Service Coverage with Monitoring & Dispatch (SmartConnect or NMC Required) |  |  | 3657.5
| WMD5YOSNBD-SDL-16 | 5 YR Service Coverage with Monitoring & Dispatch (SmartConnect or NMC Required) |  |  | 4257
| WMD5YOSNBD-SDL-17 | 5 YR Service Coverage with Monitoring & Dispatch (SmartConnect or NMC Required) |  |  | 4851
| WMD5YOSNBD-SDL-18 | 5 YR Service Coverage with Monitoring & Dispatch (SmartConnect or NMC Required) |  |  | 5120.5
| WMPRS1F-G3-10-3 | Galaxy 3500 Revitalization for (1) 10 kVA 208V UPS 3:3 with 1 year on-site warranty |  |  | 17033.5
| WMPRS1F-G3-10-3A | Galaxy 3500 Revitalization for (1) 10 kVA 208V UPS 3:3 with Advantage Service Plan |  |  | 19079.5
| WMPRS1F-G3-10-3E | Galaxy 3500 Revitalization for (1) 10 kVA 208V UPS 3:3 with 1 year on-site warranty |  |  | 20784.5
| WMPRS1F-G3-15-3 | Galaxy 3500 Revitalization for (1) 15 kVA 208V UPS 3:3 with 1 year on-site warranty |  |  | 18557
| WMPRS1F-G3-15-3A | Galaxy 3500 Revitalization for (1) 15 kVA 208V UPS 3:3 with Advantage Service Plan |  |  | 20779
| WMPRS1F-G3-15-3E | Galaxy 3500 Revitalization for (1) 15 kVA 208V UPS 3:3 with EcoStruxure Service Plan |  |  | 22638
| WMPRS1F-G3-20-3 | Galaxy 3500 Revitalization for (1) 20 kVA 208V UPS 3:3 with 1 year on-site warranty |  |  | 19673.5
| WMPRS1F-G3-20-3A | Galaxy 3500 Revitalization for (1) 20 kVA 208V UPS 3:3 with Advantage Service Plan |  |  | 22033
| WMPRS1F-G3-20-3E | Galaxy 3500 Revitalization for (1) 20 kVA 208V UPS 3:3 with EcoStruxure Service Plan |  |  | 24002
| WMPRS1F-G3-30-3 | Galaxy 3500 Revitalization for (1) 30 kVA 208V UPS 3:3 with 1 year on-site warranty |  |  | 24035
| WMPRS1F-G3-30-3A | Galaxy 3500 Revitalization for (1) 30 kVA 208V UPS 3:3 with Advantage Service Plan |  |  | 26917
| WMPRS1F-G3-30-3E | Galaxy 3500 Revitalization for (1) 30 kVA 208V UPS 3:3 with EcoStruxure Service Plan |  |  | 29320.5
| WMPRS1F-VT-10-3 | Smart-UPS VT Revitalization for (1) 10 kVA 208V UPS 3:3 with1 year on-site warranty |  |  | 17886
| WMPRS1F-VT-10-3A | Smart-UPS VT Revitalization for (1) 10 kVA 208V UPS 3:3 with Advantage Service Plan |  |  | 20036.5
| WMPRS1F-VT-10-3E | Smart-UPS VT Revitalization for (1) 10 kVA 208V UPS 3:3 with EcoStruxure Service Plan |  |  | 21824
| WMPRS1F-VT-15-3 | Smart-UPS VT Revitalization for (1) 15 kVA 208V UPS 3:3 with1 year on-site warranty |  |  | 19486.5
| WMPRS1F-VT-15-3A | Smart-UPS VT Revitalization for (1) 15 kVA 208V UPS 3:3 with Advantage Service Plan |  |  | 21818.5
| WMPRS1F-VT-15-3E | Smart-UPS VT Revitalization for (1) 15 kVA 208V UPS 3:3 with EcoStruxure Service Plan |  |  | 23771
| WMPRS1F-VT-20-3 | Smart-UPS VT Revitalization for (1) 20 kVA 208V UPS 3:3 with 1 year on-site warranty |  |  | 20658
| WMPRS1F-VT-20-3A | Smart-UPS VT Revitalization for (1) 20 kVA 208V UPS 3:3 with Advantage Service Plan |  |  | 23133
| WMPRS1F-VT-20-3E | Smart-UPS VT Revitalization for (1) 20 kVA 208V UPS 3:3 with EcoStruxure Service Plan |  |  | 25201
| WMPRS1F-VT-30-3 | Smart-UPS VT Revitalization for (1) 30 kVA 208V UPS 3:3 with 1 year on-site warranty |  |  | 25234
| WMPRS1F-VT-30-3A | Smart-UPS VT Revitalization for (1) 30 kVA 208V UPS 3:3 with Advantage Service Plan |  |  | 28264.5
| WMPRS1F-VT-30-3E | Smart-UPS VT Revitalization for (1) 30 kVA 208V UPS 3:3 with EcoStruxure Service Plan |  |  | 30789
| WMPRS1H-G3-10-3 | Galaxy 3500 Revitalization for (1) 10 kVA 400V UPS 3:3 with 1 year on-site warranty |  |  | 17193
| WMPRS1H-G3-10-3A | Galaxy 3500 Revitalization for (1) 10 kVA 400V UPS 3:3 with Advantage Service Plan |  |  | 19255.5
| WMPRS1H-G3-10-3E | Galaxy 3500 Revitalization for (1) 10 kVA 400V UPS 3:3 with EcoStruxure Service Plan |  |  | 20971.5
| WMPRS1H-G3-15-1 | Galaxy 3500 Revitalization for (1) 15 kVA 400V UPS 3:1 with 1 year on-site warranty |  |  | 18650.5
| WMPRS1H-G3-15-1A | Galaxy 3500 Revitalization for (1) 15 kVA 400V UPS 3:1 with Advantage Service Plan |  |  | 20889
| WMPRS1H-G3-15-1E | Galaxy 3500 Revitalization for (1) 15 kVA 400V UPS 3:1 with EcoStruxure Service Plan |  |  | 22753.5
| WMPRS1H-G3-15-3 | Galaxy 3500 Revitalization for (1) 15 kVA 400V UPS 3:3 with 1 year on-site warranty |  |  | 18848.5
| WMPRS1H-G3-15-3A | Galaxy 3500 Revitalization for (1) 15 kVA 400V UPS 3:3 with Advantage Service Plan |  |  | 21103.5
| WMPRS1H-G3-15-3E | Galaxy 3500 Revitalization for (1) 15 kVA 400V UPS 3:3 with EcoStruxure Service Plan |  |  | 22990
| WMPRS1H-G3-20-1 | Galaxy 3500 Revitalization for (1) 20 kVA 400V UPS 3:1 with 1 year on-site warranty |  |  | 21180.5
| WMPRS1H-G3-20-1A | Galaxy 3500 Revitalization for (1) 20 kVA 400V UPS 3:1 with Advantage Service Plan |  |  | 23721.5
| WMPRS1H-G3-20-1E | Galaxy 3500 Revitalization for (1) 20 kVA 400V UPS 3:1 with EcoStruxure Service Plan |  |  | 25839
| WMPRS1H-G3-20-3 | Galaxy 3500 Revitalization for (1) 20 kVA 400V UPS 3:3 with 1 year on-site warranty |  |  | 22099
| WMPRS1H-G3-20-3A | Galaxy 3500 Revitalization for (1) 20 kVA 400V UPS 3:3 with Advantage Service Plan |  |  | 24755.5
| WMPRS1H-G3-20-3E | Galaxy 3500 Revitalization for (1) 20 kVA 400V UPS 3:3 with EcoStruxure Service Plan |  |  | 26961
| WMPRS1H-G3-30-1 | Galaxy 3500 Revitalization for (1) 30 kVA 400V UPS 3:1 with 1 year on-site warranty |  |  | 22748
| WMPRS1H-G3-30-1A | Galaxy 3500 Revitalization for (1) 30 kVA 400V UPS 3:1 with Advantage Service Plan |  |  | 25476
| WMPRS1H-G3-30-1E | Galaxy 3500 Revitalization for (1) 30 kVA 400V UPS 3:1 with EcoStruxure Service Plan |  |  | 27753
| WMPRS1H-G3-30-3 | Galaxy 3500 Revitalization for (1) 30 kVA 400V UPS 3:3 with 1 year on-site warranty |  |  | 24211
| WMPRS1H-G3-30-3A | Galaxy 3500 Revitalization for (1) 30 kVA 400V UPS 3:3 with Advantage Service Plan |  |  | 27115
| WMPRS1H-G3-30-3E | Galaxy 3500 Revitalization for (1) 30 kVA 400V UPS 3:3 with EcoStruxure Service Plan |  |  | 29540.5
| WMPRS1H-G3-40-1 | Galaxy 3500 Revitalization for (1) 40 kVA 400V UPS 3:1 with 1 year on-site warranty |  |  | 25096.5
| WMPRS1H-G3-40-1A | Galaxy 3500 Revitalizationfor (1) 40 kVA 400V UPS 3:1 with Advantage Service Plan |  |  | 28110.5
| WMPRS1H-G3-40-1E | Galaxy 3500 Revitalization for (1) 40 kVA 400V UPS 3:1 with EcoStruxure Service Plan |  |  | 30618.5
| WMPRS1H-G3-40-3 | Galaxy 3500 Revitalization for (1) 40 kVA 400V UPS 3:3 with 1 year on-site warranty |  |  | 26240.5
| WMPRS1H-G3-40-3A | Galaxy 3500 Revitalization for (1) 40 kVA 400V UPS 3:3 with Advantage Service Plan |  |  | 29386.5
| WMPRS1H-G3-40-3E | Galaxy 3500 Revitalization for (1) 40 kVA 400V UPS 3:3 with EcoStruxure Service Plan |  |  | 32015.5
| WMPRS1H-VT-10-3 | Smart-UPS VT Revitalization for (1) 10 kVA 400V UPS 3:3 with 1 year on-site warranty |  |  | 18051
| WMPRS1H-VT-10-3A | Smart-UPS VT Revitalization for (1) 10 kVA 400V UPS 3:3 with Advantage Service Plan |  |  | 20218
| WMPRS1H-VT-10-3E | Smart-UPS VT Revitalization for (1) 10 kVA 400V UPS 3:3 with EcoStruxure Service Plan |  |  | 22022
| WMPRS1H-VT-15-3 | Smart-UPS VT Revitalization for (1) 15 kVA 400V UPS 3:3 with 1 year on-site warranty |  |  | 19789
| WMPRS1H-VT-15-3A | Smart-UPS VT Revitalization for (1) 15 kVA 400V UPS 3:3 with Advantage Service Plan |  |  | 22159.5
| WMPRS1H-VT-15-3E | Smart-UPS VT Revitalization for (1) 15 kVA 400V UPS 3:3 with EcoStruxure Service Plan |  |  | 24139.5
| WMPRS1H-VT-20-3 | Smart-UPS VT Revitalization for (1) 20 kVA 400V UPS 3:3 with 1 year on-site warranty |  |  | 23210
| WMPRS1H-VT-20-3A | Smart-UPS VT Revitalization for (1) 20 kVA 400V UPS 3:3 with Advantage Service Plan |  |  | 25993
| WMPRS1H-VT-20-3E | Smart-UPS VT Revitalization for (1) 20 kVA 400V UPS 3:3 with EcoStruxure Service Plan |  |  | 28314
| WMPRS1H-VT-30-3 | Smart-UPS VT Revitalization for (1) 30 kVA 400V UPS 3:3 with 1 year on-site warranty |  |  | 25426.5
| WMPRS1H-VT-30-3A | Smart-UPS VT Revitalization for (1) 30 kVA 400V UPS 3:3 with Advantage Service Plan |  |  | 28473.5
| WMPRS1H-VT-30-3E | Smart-UPS VT Revitalization for (1) 30 kVA 400V UPS 3:3 with EcoStruxure Service Plan |  |  | 31015
| WMPRS1H-VT-40-3 | Smart-UPS VT Revitalization for (1) 40 kVA 400V UPS 3:3 with 1 year on-site warranty |  |  | 27555
| WMPRS1H-VT-40-3A | Smart-UPS VT Revitalization for (1) 40 kVA 400V UPS 3:3 with Advantage Service Plan |  |  | 30861
| WMPRS1H-VT-40-3E | Smart-UPS VT Revitalization for (1) 40 kVA 400V UPS 3:3 with EcoStruxure Service Plan |  |  | 33616
| WNSCASREHOSMIG | ITA on-premises to hosted migration |  |  | 2772
| WRODSA-ACRC301H | InRow ACRC301H with On-Site Extended Warranty and Green Disposal |  |  | 32005
| WRODSA-ACRC301S | InRow ACRC301S with On-Site Extended Warranty and Green Disposal |  |  | 24970
| WROSA-ACRC301H | InRow ACRC301H with On-Site Extended Warranty |  |  | 31103
| WROSA-ACRC301S | InRow ACRC301S with On-Site Extended Warranty |  |  | 24068
| WRUXDSA-ACRC301H | InRow ACRC301H with Advantage Ultra, EcoStruxure AA Prevent and Green Disposal |  |  | 32384
| WRUXDSA-ACRC301S | InRow ACRC301S with Advantage Ultra, EcoStruxure AA Prevent and Green Disposal |  |  | 25344
| WRUXSA-ACRC301H | InRow ACRC301H with Advantage Ultra, EcoStruxure Asset Adviser Prevent |  |  | 31482
| WRUXSA-ACRC301S | InRow ACRC301S with Advantage Ultra, EcoStruxure Asset Adviser Prevent |  |  | 24448